## Config
PARAMETERIZED TOKEN GENERATION PIPELINE — v4 (frontier MoE presets, Sep 2026) |  |  | RACK PRESETS
Change the blue cells below to experiment with different configurations |  |  | Copy a column into Column B to switch racks
AI DC Spec. | Data | Note | AI DC Spec. | Vera Rubin NVL72 | GB200 NVL72 | Note
Total power(W) | 1000000000 |  | Total power(W) | 1000000000 | 1000000000
PUE | 1.2 |  | PUE | 1.2 | 1.2
Rack Type | Vera Rubin NVL72 |  | Rack Type | Vera Rubin NVL72 | GB200 NVL72
No.of racks | 5263 | Derived: FLOOR(IT Power / Power per Rack) | No.of racks | 5263 | 7194 | Derived: FLOOR(Total Power / Power per Rack)
Rack Spec. | Data | Note | Rack Spec. | Vera Rubin NVL72 | GB200 NVL72 | Note
CPU Type | Vera CPU |  | CPU Type | Vera CPU | Grace CPU
No. of CPU | 36 |  | No. of CPU | 36 | 36
GPU Type | Rubin GPU |  | GPU Type | Rubin GPU | Blackwell B200
No. of GPU | 72 | per rack | No. of GPU | 72 | 72
NVLink Bandwidth(TB/s) | 260 | total per rack | NVLink BW(TB/s) | 260 | 130 | Total per rack
NVLink-C2C Bandwidth(TB/s) | 65 |  | NVLink-C2C BW(TB/s) | 65 | 32.4 | 0.9 TB/s * 36 CPUs
GPU Memory(TB) | 20.7 | 0.288/GPU | GPU Memory(TB) | 20.7 | 13.5 | Total per rack (0.1875/GPU for GB200)
Memory Bandwidth(TB) | 1580 | 22/GPU | Memory BW(TB) | 1580 | 576 | Total per rack (8/GPU for GB200)
FP4 Dense Inference(PFLOPS) | 3600 | 50/GPU | FP4 Dense Inference(PFLOPS) | 3600 | 648 | 50/GPU Rubin = 3600; 9/GPU B200 (dense, no sparsity). Fixed from 2520 (was using 35/GPU training value).
FP4 Dense Training(PFLOPS) | 2520 | 35/GPU | FP4 Dense Training(PFLOPS) | 2520 | 648 | 35 PFLOPS/GPU Rubin = 2520; 9 PFLOPS/GPU B200 = 648 (dense training)
FP8 Dense(PFLOPS) | 1152 | 16/GPU (was 17.5) | FP8 Dense(PFLOPS) | 1152 | 324 | 16/GPU Rubin; 4.5/GPU B200 (dense)
FP16/BF16 Dense(PFLOPS) | 288 | 4/GPU | FP16/BF16 Dense(PFLOPS) | 288 | 162 | 3.6/GPU Rubin; 2.25/GPU B200 (dense)
Power per Rack (kW) | 190 | IT power draw per rack | Power/Rack (kW) | 190 | 139 | IT power only (excl. PUE overhead)
Rack Price ($) | 6000000 | Auto-filled from dropdown; edit preset in F27/G27
▶ KEY INPUTS — Model & Tokens | Data | Note | Pricing | Vera Rubin NVL72 | GB200 NVL72 | Note | ▶ FRONTIER MODEL PRESETS (Sep 2026) — select in B29; column K feeds column B
Input Tokens | 16000 | [Analogy] agentic/coding mix: OpenRouter avg prompt >6K (Nov-2025), programming >20K; range 6K–32K | Rack Price ($) | 6000000 | 3000000 | Est. $3M GB200; Rubin ~$6M (15-20% premium) | Blue = published/assumed input · black = derived. Tags in column Q. Published = vendor model card / config.json.
Output Tokens | 1000 | [Analogy] avg completion ~400 (Nov-2025) rising with reasoning; range 400–2,000. Link =B27/4 removed (I:O now ~16:1) |  |  |  |  | Parameter | ▶ Selected | DeepSeek V4-Pro | Kimi K3 | DeepSeek V4-Flash | Closed-frontier proxy | Legacy 1T Dense (v3) | Source / Tag
Model Preset | DeepSeek V4-Pro | ← Select frontier architecture (table J26:Q55); feeds B31–B48, B55 | ▶ MARKET PRICING TIERS (Sep 2026) |  |  |  | Total parameters (published) | 1600000000000 | 1600000000000 | 2800000000000 | 284000000000 | 4000000000000 | 1000000000000 | V4-Pro 1.6T (preview; GA-0813 card 1.7T incl. DSpark) [Verified: HF card]; K3 2.8T [Verified: model card]; V4-Flash 284B [Verified: arXiv 2606.19348]; proxy [Assumed, range 2–10T]; legacy = v3 default
Model Spec. | Data | Note | Select tier in F41 (independent of architecture preset) |  |  |  | Active parameters / token (published) | 49000000000 | 49000000000 | 104000000000 | 13000000000 | 180000000000 | 1000000000000 | V4-Pro 49B, K3 104B, V4-Flash 13B [Verified]; proxy [Assumed, range 60–250B]
Parameters | 1600000000000 | Total params (from preset K29) | Tier | Representative models (list $/M in/out) | Input $/M | Output $/M | Type | MoE | MoE | MoE | MoE | MoE | Dense
Type | MoE | Dense / MoE (from preset; overwrite to test) | Nano | Qwen3.7 Flash $0.03/$0.13; Nova Micro $0.035/$0.14 | 0.035 | 0.14 | n_layers (blank = auto-scale) | 61 | 61 | 93 | 43 | 100 |  | V4-Pro 61 (config.json); K3 93 = 24 Gated-MLA + 69 KDA; V4-Flash 43 [secondary: clore.ai]; proxy [Assumed]
Total Experts | 384 | Routed experts (from preset) | Small / Flash | GPT-5.6 Luna $0.20/$1.20; DeepSeek V4-Flash $0.44/$1.32; Gemini 3.8 Flash $0.75/$3.75 (median) | 0.44 | 1.32 | d_model (blank = auto-scale) | 7168 | 7168 | 7168 | 4096 | 12288 |  | V4-Pro/K3 hidden 7168 [Verified]; V4-Flash derived in row 55; proxy [Assumed]
Active Experts | 6 | Active routed experts (from preset) | Open-weight frontier | DeepSeek V4-Pro $1.32/$3.96 (peak); GLM-5.3 $1.40/$4.40 (mean) | 1.36 | 4.18 | Attention heads (query) | 128 | 128 | 96 | 64 | 96 |  | V4-Pro 128; K3 96 [Verified]; V4-Flash 64 [Analogy: half of Pro]; proxy [Assumed]
FFN Compute Ratio | 0.018182 | Dense=1; MoE=(active+shared)/(routed+shared) | Mid | Claude Sonnet 5 $3/$15; Kimi K3 $3/$15; Gemini 3.1 Pro $2/$12 (median) | 3 | 15 | Attention head dim (for QK/AV FLOPs) | 512 | 512 | 128 | 512 | 128 | 128 | V4-Pro head_dim 512 [Verified]; K3 128 [Analogy: K2 MLA v-head]; V4-Flash [Analogy: Pro]
Active Parameters | 49000000000 | MoE = layers×(non-expert + FFN×ratio) + embeddings; ties to published active | Frontier (closed) | Claude Opus 5 $5/$25; Opus 4.8 $5/$25; GPT-5.6 Sol $5/$30 list, $4/$20 promo (median) | 5 | 25 | Routed experts | 384 | 384 | 896 | 256 | 512 | 0 | V4-Pro 384 (config.json); K3 896; V4-Flash 256 [Verified]; proxy [Assumed]
vocab size(V) | 129280 | From preset | Premium | Claude Fable 5.1 $10/$50 | 10 | 50 | Active routed experts / token | 6 | 6 | 16 | 6 | 16 | 0 | V4-Pro 6, K3 16, V4-Flash 6 [Verified]
Hidden Dimension(d_model) | 7168 | Preset value; blank → auto (aspect 160) | Sources: | Vendor list prices via price trackers checked 2026-08-19 to 2026-09-18 (CloudZero, Morph, Layer3, BenchLM, Spheron). [Verified-secondary]; promo and off-peak rates noted, not used. |  |  | Shared experts | 1 | 1 | 2 | 1 | 1 | 0 | V4-Pro 1, K3 2, V4-Flash 1 [Verified]
n_layers | 61 | Preset value; blank → auto (P/(12r²))^(1/3) |  |  |  |  | Vocab size | 129280 | 129280 | 163840 | 129280 | 200000 | 128000 | V4 129,280; K3 163,840 [Verified]; proxy [Assumed]
n_heads | 128 | Query heads (preset; else d_model/d_head) | ▶ SELECTED PRICING |  |  |  | Embedding + LM-head params [Derived] | 1853358080 | 1853358080 | 2348810240 | 1059061760 | 4915200000 | 1835008000 | vocab × d_model × 2 (untied input embedding + output head)
d_head | 512 | Attention head dim (preset; else 128) | Pricing Tier | Frontier (closed) |  | ← Dropdown. Default = closed-frontier list price (lab monetization view); choose "Open-weight frontier" to price the preset at its own API rate | Params per routed expert [Derived] | 67265157.4291 | 67265157.4291 | 32942326.4907 | 25209302.3256 | 77016129.0323 |  | (total − active) / (layers × (routed − active)); ties exactly to published totals. V4-Pro gives 67.3M vs 66.1M from config (3×7168×3072), −1.8%
d_ff(SwiGLU) | 1204291.5555 | MoE: effective d_ff of all experts (K43); Dense: derived from params | Input Price ($/M tokens) | 5 |  |  | Non-expert params per layer (attn, router, norms) [Derived] | 302039667.1767 | 302039667.1767 | 500061668.9736 | 101231121.8605 | 441573806.4516 |  | (active − embed − layers × (active+shared) × expert) / layers. Includes attention, indexer, mHC, router
Parameters per Layer(Att) | 302039667.1767 | MoE: non-expert params/layer (K42); Dense: 4×d² | Output Price ($/M tokens) | 25 |  |  | Effective FFN intermediate d_ff (all experts, in d_model units) [Derived] | 1204291.5555 | 1204291.5555 | 1375660.7696 | 527245.3367 | 1071757.655 |  | (routed+shared) × expert params / (3 × d_model) → keeps 3·d·d_ff = total FFN params in WP_Param formulas
Parameters per Layer(FFN) | 25897085610.2004 | 3 × d_model × d_ff |  |  |  |  | Check: implied total params [Derived] | 1600000000000 | 1600000000000 | 2800000000000 | 284000000000 | 4000000000000 |  | Should equal row 29 (by construction ≈ equal; small gap = embeddings rounding)
Total Parameters per Layer | 26199125277.3771 | [5 empty] | KV elements / token / layer (effective avg) | 65 | 65 | 149 | 65 | 2048 | 2048 | [Derived] V4-Pro: 512-dim single KV head; CSA (≈½ layers) 4× + HCA (≈½) 128× compression → 512×(0.5×¼+0.5×1/128)≈65; cross-check: card says 10% of V3.2 KV (576×10%≈58). K3: 24/93 MLA layers × 576 = 149 (KDA recurrent state omitted). V4-Flash [Analogy: Pro]. Proxy/legacy: GQA 8 heads × 128 × 2 = 2048 [Assumed]
MFU | 0.35 | [Analogy] inference MFU range 0.25–0.50; was 0.50 (Mar-2026 audit flagged as high) |  |  |  |  | KV cache bytes / element | 1 | 1 | 1 | 1 | 1 | 1 | FP8 KV cache = 1 byte [Assumed; industry default on Blackwell/Rubin]
Precision | FP4 | Compute precision from preset (FP4/FP8/FP16); overwrite to force |  |  |  |  | Full-attention layer fraction | 0.5 | 0.5 | 0.25806 | 0.5 | 1 | 1 | V4: CSA layers ≈ ½ (alternating CSA/HCA) [Verified structure]; K3: 24 of 93 layers full MLA [Verified]; dense = 1
Bytes per Parameter | 0.507 | Effective weight bytes (mixed precision from preset; else by B47) |  |  |  |  | Full-attention span cap (tokens; 0 = none) | 4224 | 4224 | 0 | 4224 | 0 | 0 | V4 CSA: index_topk 1024 compressed blocks × 4 tokens + 128 sliding window = 4,224 [Derived]; 0 = attends full context
Inference PFLOPS (rack) | 3600 | Auto-selected from rack spec based on precision |  |  |  |  | Tokens attended in other (compressed / linear) layers | 256 | 256 | 128 | 256 | 0 | 0 | V4 HCA: ctx/128 + 128 window ≈ 256 at 16K ctx [Derived]; K3 KDA linear layers ≈ constant cost, 128-token equivalent [Assumed]
[7 empty] | Effective weight bytes / param (blank = by precision) | 0.507 | 0.507 | 0.53 | 0.51 | 0.53 |  | V4-Pro: experts FP4 (0.5 B) + non-expert FP8 (1 B) weighted → 0.507 [Derived]; K3 native MXFP4 incl. scales ≈ 0.53 [Derived]; blank → from B47
Parallelism Strategy | Data | Note |  |  |  |  | Compute precision (feeds B47) | FP4 | FP4 | FP4 | FP4 | FP4 | FP8 | Native serving precision: V4 FP4 experts/FP8 dense; K3 MXFP4 QAT [Verified]; compute on dominant (expert) path
Tensor Parallelism (TP) | 72 | [5 empty] | Reference API list price in / out ($/M) | $1.32/$3.96 peak ($0.66/$1.98 off-peak) | $1.32/$3.96 peak ($0.66/$1.98 off-peak) | $3/$15 | $0.44/$1.32 peak ($0.22/$0.66 off-peak) | n/a (see tier Frontier (closed)) | v3: $2.50/$10 (Mar-2026 tier) | Vendor list prices, Sep-2026 [Verified: DeepSeek API / Moonshot; via secondary price trackers]
[7 empty] | Release / checkpoint | Apr-24-2026 preview; GA 0813 | Apr-24-2026 preview; GA 0813 | Jul-16-2026; weights Jul-27 | GA 0731 | Assumed composite of GPT-5.6 Sol / Claude Opus 5 / Gemini 3.1 Pro class | Retained for comparison
▶ Optimization Parameters | Data | Note
KV heads (GQA-equivalent) | 0.063477 | GQA-equivalent KV heads = KV elements per token per layer / (2×d_head); fractional for compressed attention |  |  |  |  | V4-Flash d_model [Derived] |  |  |  | 4096 |  |  | Expert intermediate 2048 [Verified] → d ≈ expert params / (3×2048); rounded to 128. Written to N33 via formula
Batch Size / tokens per step | 64 | bounded by HBM Size
Speculation window: N | 5 | [Analogy] DSpark block size 5 (V4-Pro-0813); MTP-style drafts 3–5; was 8
Acceptance rate: a | 0.7
Expected Tokens Accepted | 2.9412 | (1-a^(N+1))/(1-a)
NVLink SHARP reduction | 50% | SHARP in-network traffic reduction
NVLink time per token with SHARP (s) | 0.0005 | Override: 0.00128×0.5≈0.0005 (partially overlapped)
Compute-Communication Overlap efficiency | 50% | 50% of NVLink hidden behind compute
New TP degree (for PP split) | 36 | Split into PP stages × TP GPUs
PP stages | 2 | No. of GPU / New TP degree
Derived Memory Check | Data | Note
Weight Memory(Byte) | 811200000000 | Parameters × Bytes per Parameter (from Precision)
▶ Inter-Rack Network Fabric | Data | Note | Inter-Rack Network Fabric | Vera Rubin NVL72 | GB200 NVL72 | Note
Network Fabric Type | InfiniBand XDR | IB XDR (Quantum-X800) / Spectrum-X800 / Std Ethernet | Network Fabric Type | InfiniBand XDR | InfiniBand XDR | Quantum-X800 for both
NIC Type | ConnectX-9 SuperNIC | 1.6 Tb/s per GPU; PCIe Gen6 (VR NVL72) | NIC Type | ConnectX-9 SuperNIC | ConnectX-8 | VR NVL72: ConnectX-9 1.6 Tb/s; GB200: ConnectX-8 800 Gb/s
NIC BW per GPU (Gb/s) | 1600 | 1600 Gb/s = 0.2 TB/s per GPU | NIC BW per GPU (Gb/s) | 1600 | 800 | Per GPU
NIC BW per GPU (TB/s) | 0.2 | Gb/s → TB/s (divide by 8 for bits→bytes, /1000 for G→T) | NIC BW per GPU (TB/s) | 0.2 | 0.1
Total Inter-Rack BW per Rack (TB/s) | 14.4 | NIC BW/GPU × GPUs per rack | Total Inter-Rack BW/Rack (TB/s) | 14.4 | 7.2
Switch Type (Leaf/Spine) | Quantum-X800 Q3400 | 144-port 800 Gb/s XDR switch | Switch Type | Quantum-X800 Q3400 | Quantum-X800 Q3400 | 144 ports × 800 Gb/s
Switch Port-to-Port Latency (μs) | 0.1 | Sub-100 ns per hop (IB XDR); ~0.5 μs Ethernet | Switch Latency (μs) | 0.1 | 0.1 | Sub-100 ns for IB XDR
Network Hops (leaf-spine-leaf) | 3 | 2-tier fat-tree: leaf→spine→leaf = 3 hops | Network Hops | 3 | 3 | 2-tier fat-tree topology
Network Oversubscription Ratio | 2 | 2:1 typical; 1:1 = full bisection bandwidth | Oversubscription | 2 | 2 | 2:1 oversubscription
Effective Inter-Rack BW per GPU (TB/s) | 0.1 | NIC BW / oversubscription ratio | Eff. Inter-Rack BW/GPU (TB/s) | 0.1 | 0.05
Inter-Rack Latency per Hop (s) | 1e-07 | μs → seconds | Inter-Rack Latency/Hop (s) | 1e-07 | 1e-07
Inter-Rack One-Way Latency (s) | 3e-07 | Latency/hop × hops | One-Way Latency (s) | 3e-07 | 3e-07
SHARP v4 Inter-Rack Reduction | 50% | In-network all-reduce traffic reduction (SHARP v4) | SHARP v4 Reduction | 50% | 50% | SHARP v4: 9x in-network compute vs NDR
Multi-Rack Parallelism | Data | Note
DP Replicas (racks) | 5263 | All racks run DP replicas (model fits in 1 rack)
Inter-Rack Comm Overlap (Inference) | 80% | 80% inter-rack comm overlaps with compute in inference
KV Cache Transfer per Request (bytes) | 67405000 | KV elements/token/layer × layers × KV bytes × (input+output)
KV Cache Transfer Time (s) | 0.00067405 | KV cache / effective inter-rack BW
Disaggregated Prefill-Decode Overhead (s) | 0.00067435 | KV transfer + one-way network latency
Note on B35: Yin-Chen Chang: Dense=1.0, MoE=active/total. Scales FFN FLOPs — attention is always shared.
Note on B36: Audit correction: MoE active parameters must retain shared attention parameters and scale only expert FFN parameters. Previous: =IF(B32="Dense",B31,B31*B35)
Note on B38: Yin-Chen Chang: Auto-scaled: d_model = MROUND(aspect_ratio × n_layers, 128). Aspect ratio ~160 matches real architectures (LLaMA-405B: d/layers=130, GPT-3: d/layers=128).
Note on B39: Yin-Chen Chang: Auto-scaled: n_layers = (P / (12 × r²))^(1/3) where r=160 (aspect ratio). Derived from P = n_layers × 12 × d² assuming d_ff ≈ 8/3 × d_model (SwiGLU standard).
Note on B40: Auto-scaled: n_heads = d_model / d_head (128). Always integer since d_model is MROUND'd to 128.
Note on B41: Yin-Chen Chang: Standard d_head = 128 (fixed constant used across modern architectures: LLaMA, GPT-4, Mistral).
Note on B70: Yin-Chen Chang: Source: NVIDIA, https://www.nvidia.com/en-us/networking/products/infiniband/quantum-x800/
Note on B71: AUDIT FIX: Changed from ConnectX-8 to ConnectX-9. VR NVL72 uses ConnectX-9 at 1.6 Tb/s per GPU (CES 2026). ConnectX-8 is for GB200/GB300 at 800 Gb/s. Source: NVIDIA, https://www.nvidia.com/en-us/data-center/vera-rubin-nvl72/
Note on B72: AUDIT FIX: Changed from 800 to 1600 Gb/s. ConnectX-9 delivers 1.6 Tb/s per GPU for Vera Rubin NVL72. Source: NVIDIA Vera Rubin NVL72 page, https://www.nvidia.com/en-us/data-center/vera-rubin-nvl72/
Note on B75: Yin-Chen Chang: Source: NVIDIA, https://www.nvidia.com/en-us/networking/products/infiniband/quantum-x800/
Note on B82: Yin-Chen Chang: Source: NVIDIA SHARP v4, https://nvidianews.nvidia.com/news/networking-switches-gpu-computing-ai
Note on C24: Audit correction: Corrected stale preset row reference. Previous: Auto-filled from dropdown; edit preset in F26/G26
Note on C36: Audit correction: Clarified corrected MoE active-parameter definition. Previous: Dense=total, MoE=total×ratio
Note on F21: Yin-Chen Chang: AUDIT FIX: Changed from 1260 to 1152 PFLOPS. Rubin GPU FP8 Dense = ~16 PFLOPS/GPU × 72 = 1152. Derived from NVIDIA GTC 2026 system spec: 1.2 FP8 ExaFLOPS / 72 GPUs ≈ 16 PFLOPS/GPU. Source: NVIDIA GTC 2026 via Tom's Hardware, SemiAnalysis
Note on F23: Yin-Chen Chang: Source: NVIDIA GTC 2025 — Vera Rubin NVL72 rack TDP ~132 kW (estimated from GPU TDP 1000W×72 + CPU + networking + overhead, liquid-cooled)
Note on F38: Yin-Chen Chang: Source: OpenAI API pricing (openai.com/api/pricing), Anthropic Claude pricing (costgoat.com, tldl.io), March 2026. Tiers derived from: GPT-5 Nano ~20B ($0.05/$0.40), GPT-5 Mini ~70B ($0.25/$2), GPT-5 ~300B ($1.25/$10), GPT-4o ~1T ($2.50/$10), Claude Opus 4.6 >1.5T ($5/$25).
Note on G23: Yin-Chen Chang: Source: NVIDIA — GB200 NVL72 rack power ~120 kW (72 GPUs × 1000W TDP + Grace CPUs + networking, liquid-cooled). ServeTheHome, Tom's Hardware estimates ~120-130 kW.
Note on H15: Yin-Chen Chang: Source: NVIDIA, https://www.nvidia.com/en-us/data-center/gb200-nvl72/
Note on H16: Yin-Chen Chang: Source: NVIDIA Developer Blog, https://developer.nvidia.com/blog/nvidia-gb200-nvl72-delivers-trillion-parameter-llm-training-and-real-time-inference/
Note on H17: Yin-Chen Chang: Source: NVIDIA, https://www.nvidia.com/en-us/data-center/gb200-nvl72/
Note on H18: Yin-Chen Chang: Source: NVIDIA Blackwell Datasheet, https://www.primeline-solutions.com/media/categories/server/nach-gpu/nvidia-hgx-h200/nvidia-blackwell-b200-datasheet.pdf
Note on H19: Fix: Previously hardcoded as 2520 (=35/GPU × 72), which is the TRAINING spec. Correct inference spec is 50/GPU × 72 = 3600 PFLOPS. The 2520 figure belongs to FP4 Dense Training (row 20).
Note on H20: Audit correction: Corrected note that contradicted the inference/training values. Previous: Same as inference for dense (sparsity only boosts inference marketing)
Note on H21: Source: Tom's Hardware — Rubin ~16 FP8 PFLOPS/GPU. B200: HGX B200 datasheet 72 PFLOPS sparse FP8 for 8 GPUs = 9 sparse → 4.5 dense per GPU.
Note on H22: Source: SemiAnalysis — Rubin FP16 scales 1.6× over Blackwell. B200: HGX B200 datasheet 36 PFLOPS sparse FP16 for 8 GPUs = 4.5 sparse → 2.25 dense per GPU.
Note on H27: Yin-Chen Chang: Source: Industry estimates; GB200 NVL72 pricing ~$2-3M per rack per awesomeagents.ai analysis

## TL_Param
Base Line
# | Step(time in s) | Start Time | Duration | End Time | Compute Time | HBM BW Time | NVLink Time | Inter-Rack Time | Bottleneck | Dominant Resource | FLOPs Used | HBM Bytes Moved
1 | Tokenization (CPU) | 0 | 0.05 | 0.05 | N/A(CPU) | N/A | N/A | N/A | CPU | CPU | 0 | 0
2 | Embedding Lookup + Broadcast | 0.05 | 2.6264e-06 | 0.050003 | 0 | 5.8651e-07 | 1.7399e-06 | 3e-07 | NVLink | NVLink | 0 | 1041367040
3 | Prefill+KV Cache Write | 0.050003 | 0.009294 | 0.059297 | 0.0016523 | 0.00053943 | 0.0076417 | 0 | NVLink | NVLink | 2081837219840000 | 852299595453.4399
4 | Decode-First Token | 0.059297 | 1.517e-05 | 0.059312 | 3.6142e-08 | 1.517e-05 | - | - | Memory | HBM BW | 130112640000 | 23968773918.44
5 | Decode-All Tokens | 0.059312 | 0.26001 | 0.31932 | 3.6142e-05 | 0.01517 | 0.24424 | 0.0006 | NVLink | NVLink | 130112640000000 | 23968773918440
6 | De-tokenization (CPU) | 0.31932 | 0.05 | 0.36932 | N/A(CPU) | N/A | N/A | N/A | CPU | CPU | 0 | 0
| Avg Time per Output Token (s) |  |  | 0.00036932
| Total Output Token(s)/second |  |  | 2707.6984
Optimized — architecture KV + Concurrent Batch + Speculative Decoding + NVLink Optimization (v4: MoE-aware)
# | Step(time in s) | Start Time | Duration | End Time | Compute Time | HBM BW Time | NVLink Time | Inter-Rack Time | Bottleneck | Dominant Resource | FLOPs Used | HBM Bytes Moved
1 | Tokenization (CPU) | 0 | 0.05 | 0.05 | N/A(CPU) | N/A | N/A | N/A | CPU | CPU | 0 | 0
2 | Embedding Lookup + Broadcast | 0.05 | 2.6264e-06 | 0.050003 | 0 | 5.8651e-07 | 1.7399e-06 | 3e-07 | NVLink | NVLink | 0 | 1041367040
3 | Prefill+KV Cache Write | 0.050003 | 0.35028 | 0.40028 | 0.10574 | 0.034524 | 0.24454 | 0 | NVLink | NVLink | 1.3324e+17 | 5.4547e+13
4 | Decode-First Token | 0.40028 | 1.517e-05 | 0.4003 | 3.6142e-08 | 1.517e-05 | - | - | Memory | HBM BW | 130112640000 | 23968769953.44
5 | Decode-All Tokens | 0.4003 | 0.15678 | 0.55708 | 0.013482 | 0.11262 | 0.044042 | 0.00012 | Memory | HBM BW | 130112640000000 | 523351795827173 | F20 fix (v4): decode compute × batch × (draft N+1)/accepted ÷ MFU; v3 ignored batch
6 | De-tokenization (CPU) | 0.55708 | 0.05 | 0.60708 | N/A(CPU) | N/A | N/A | N/A | CPU | CPU | 0 | 0
| Avg Time per Output Token (s) |  |  | 9.4856e-06 |  | E2E / (Batch * Output)
| Total Output Token(s)/second |  |  | 105422.705
Rack-Independent Latency Outputs (with Inter-Rack Network)
|  | VR NVL72 E2E (s) | GB200 NVL72 E2E (s)
|  | 0.05 | 0.05
|  | 2.6264e-06 | 5.3887e-06
|  | 0.35028 | 1.0765
|  | 1.517e-05 | 4.1612e-05
|  | 0.15678 | 0.39713
|  | 0.05 | 0.05
| Avg Time/Output Token (s) | 9.4856e-06 | 2.4589e-05
| Tokens/sec per Rack | 105422.705 | 40668.145
| E2E Latency (s) | 0.60708 | 1.5737
| Inter-Rack Overhead % | 0.01982% | 0.007644%
▶ INTER-RACK STRESS TEST — Scenario Comparison (VR NVL72)
| Parameter / Metric | Current (IB XDR, Colocated) | Scenario A Std Ethernet | Scenario B Disaggregated | Scenario C 16:1 Oversub | Scenario D Ethernet + Disagg | Scenario E All Worst-Case
Network Assumptions
| Fabric Type | IB XDR | Std Ethernet | IB XDR | IB XDR | Std Ethernet | Std Ethernet
| Switch Latency (μs/hop) | 0.1 | 5 | 0.1 | 0.1 | 5 | 5
| Network Hops | 3 | 3 | 3 | 3 | 3 | 5
| One-Way Latency (s) | 3e-07 | 1.5e-05 | 3e-07 | 3e-07 | 1.5e-05 | 2.5e-05
| Oversubscription Ratio | 2 | 2 | 2 | 16 | 2 | 16
| Eff. BW per GPU (TB/s) | 0.1 | 0.1 | 0.1 | 0.0125 | 0.1 | 0.0125
| Disaggregated Inference? | No | No | Yes | No | Yes | Yes
| Comm Overlap (Inference) | 80% | 80% | 80% | 80% | 50% | 30%
Computed Inter-Rack Overhead
| Step 2: LB Routing (s) | 3e-07 | 1.5e-05 | 3e-07 | 3e-07 | 1.5e-05 | 2.5e-05
| Step 3: KV Cache Transfer (s) | 0 | 0 | 0.00067435 | 0 | 0.00068905 | 0.0054174
| Step 5: Token Streaming (s) | 0.00012 | 0.006 | 0.00012 | 0.00012 | 0.015 | 0.035
| Total Inter-Rack Overhead (s) | 0.0001203 | 0.006015 | 0.00079465 | 0.0001203 | 0.015704 | 0.040442
Throughput Impact
| Intra-Rack E2E (s) | 0.60696 | 0.60696 | 0.60696 | 0.60696 | 0.60696 | 0.60696
| Adjusted E2E (s) | 0.60708 | 0.61297 | 0.60775 | 0.60708 | 0.62266 | 0.6474
| Tokens/sec per Rack | 105422.705 | 104408.9024 | 105305.7304 | 105422.705 | 102784.2321 | 98856.6685
| Throughput Loss % | 0% | 0.9617% | 0.111% | 0% | 2.503% | 6.228%
| Annual Revenue Impact ($M) | - | 12305.6286 | 1419.8483 | 0 | 32026.0248 | 79699.1483
| Key Bottleneck | Negligible | Streaming latency | KV cache transfer | Negligible | KV + streaming | KV @ low BW
Note on C62: Audit correction: Intra-rack base must exclude inter-rack overhead already integrated into C38 before scenario overhead is added. Previous: =C38
Note on D18: Audit correction: Optimized prefill duration omitted HBM time when HBM becomes slower than compute. Previous: =F18+H18+I18
Note on D19: Audit correction: Optimized first-token duration was hard-linked to HBM only and ignored a possible compute bottleneck. Previous: =G19
Note on D20: Audit correction: Optimized decode-all duration omitted compute time when compute becomes slower than HBM. Previous: =G20+H20+I20
Note on I4: Load balancer routing: one-way inter-rack latency (unchanged by model size)
Note on I5: Prefill inter-rack: 0 if model fits in 1 rack, otherwise cross-rack TP activation exchange across all layers
Note on I7: Baseline decode-all inter-rack: multi-rack TP overhead + token streaming (no overlap optimization)
Note on I17: Load balancer routing: one-way inter-rack latency (unchanged by model size)
Note on I18: Prefill inter-rack: 0 if model fits in 1 rack, otherwise cross-rack TP activation exchange across all layers
Note on I20: Optimized decode-all inter-rack: multi-rack TP overhead + token streaming (both with compute-comm overlap)

## WP_Param
AI DC Spec. | Data | Note
Total power(W) | 1000000000
PUE | 1.2
Rack Type | Vera Rubin NVL72
No.of racks | 5263
Rack Spec. | Data | Note
CPU Type | Vera CPU
No. of CPU | 36
GPU Type | Rubin GPU
No. of GPU | 72
NVLink Bandwidth(TB/s) | 260
NVLink-C2C Bandwidth(TB/s) | 65
GPU Memory(TB) | 20.7 | 0.288/GPU
Memory Bandwidth(TB) | 1580 | 22/GPU
FP4 Dense Inference(PFLOPS) | 3600 | 50 PFLOPS/GPU (FP4 dense inference)
FP4 Dense Training(PFLOPS) | 2520 | 35/GPU
FP8 Dense(PFLOPS) | 1152 | 16 PFLOPS/GPU (FP8 dense)
FP16/BF16 Dense(PFLOPS) | 288 | 4/GPU
Input/Output Tokens Setup | Data | Note
Input Tokens: | 16000
Output Tokens: | 1000
Model Spec. | Data | Note
Parameters | 1600000000000 | From Config sheet
Type | MoE
vocab size(V) | 129280
Hidden Dimension(d_model) | 7168 | Given
n_layers | 61 | Given
n_heads | 128
d_head | 512
d_ff(SwiGLU) | 1204291.5555 | derived from Parameters
Parameters per Layer(Att) | 302039667.1767 | Q_W+K_W+V_W+O_W=4*d_model^2
Parameters per Layer(FFN) | 25897085610.2004 | 3 × d_model × d_ff
Total Parameters per Layer | 26199125277.3771
Weight Memory(Byte) | 811200000000 | Parameters × Bytes/param (from Config Precision)
Weight Memory(Byte)/GPU | 11266666666.6667
KV cache @ Beginning(Byte) | 63440000 | Architecture KV (MLA/CSA/GQA) × input × layers × KV bytes
KV cache @ End(Byte) | 67405000 | Architecture KV × (input+output) × layers × KV bytes
KV cache per GPU @ End | 936180.5556
Memory required per GPU | 11326582222.2222 | KV/GPU × Batch_Size + Weights/GPU (production serving)
GPU Memory Headroom | 276173417777.778 | Check if GPU has enough memory
Parallelism Strategy
Tensor Parallelism (TP) | 72 | TP degree (was linked to header cell Config!B51)
Prefill Phase
Prefill Flop Per Layer | Data | Note
QKV Projections | 7.249e+12 | 2×input×(attn params/layer)×¾ — generalized from 2·in·3d²
Q × Kᵀ (Attention Scores) | 4697620480000 | 2×input×attended tokens×(heads×head_dim); attended = full-attn fraction × min(ctx,cap) + rest × compressed span
Attention x V | 4697620480000 | same as Q×Kᵀ
Output Projection | 2.4163e+12 | 2×input×(attn params/layer)×¼
FFN (SwiGLU, 3 matrices) | 1.5067e+13 | 2*input*d_model*d_ff*3
Norms / Softmax / Activations | 573440000 | ~O(input × d_model)~=5*input*d_model
Total Prefill Flop Per Layer | 3.4128e+13
Prefill Flop All Layers | Data | Note
QKV Projections | 442186072746667 | 0.2124
Q × Kᵀ (Attention Scores) | 286554849280000 | 0.13765
Attention x V | 286554849280000 | 0.13765
Output Projection | 147395357582222 | 0.070801
FFN (SwiGLU, 3 matrices) | 919111111111111 | 0.44149
Norms / Softmax / Activations | 34979840000 | 1.6802e-05
Total Prefill Flop | 2081837219840000 | 1
Prefill Compute Time(s) | Data | Note
Prefill Compute Time(Theoretical) | 0.00057829
MFU | 0.35 | model FLOPS utilization (MFU)
Prefill Compute Time(50% MFU) | 0.0016523
Prefill HBM Traffic per Layer (byte)
model weights | 13282956515.6302 | Bytes/param × (non-expert + all-expert params) per layer
Activation reads/writes (intermediate tensors) | 458752000 | ~4 activation tensors per layer: input*d_model
KV cache write | 1040000 | Architecture KV write: input × KV elements/token/layer × KV bytes
FlashAttention internal I/O | 229376000 | O(input × d_model)~=2*input*d_model
Prefill HBM Traffic Per Layer | 13972124515.6302
Prefill HBM Traffic All (byte)
model weights | 810260347453.4399
Activation reads/writes (intermediate tensors) | 27983872000
KV cache write | 63440000
FlashAttention internal I/O | 13991936000
Total Prefill HBM Traffic All | 852299595453.4399
Prefill HBM Traffic Time(s)
Prefill HBM Traffic Time(Theoretical) | 0.00053943
Arithmetic intensity check | 2442.612 | total Prefill flop/Total Prefill HBM Traffic(byte)>>797 roofline breakeven
Prefill NVLink Communication (byte)
all-reduce of the output activation size | 114688000 | input*d_model
Per all-reduce (ring-reduce) | 226190222.2222 | 2*(no.of GPU-1)/(no. of GPU)*input*d_model
Count per layer | 2 | all-reduces (one after attention output projection, one after FFN)
Total per Layer | 452380444.4444 | Per all-reduce * Count per layer
Total NVLink Communication | 27595207111.1111 | Total per Layer*n_layers
Total NVLink Communication Time(s) | 0.0076417 | Total NVLink Communication/per-GPU NVLink BW
NVLink Communication Time with Sharp(s) | 0.0038209 | SHARP in-network reduction (up to 50% traffic reduction)
Total Prefill Time | 0.0060126 | Compute Bound
DECODE |  | Avg context = input + output/2
Decode Flop Per Layer | Data | Note
QKV Projections (per tok) | 453059500.765 | 2×(attn params/layer)×¾ per token
Q × Kᵀ (per tok, avg) | 293601280 | 2×(heads×head_dim)×attended tokens (avg ctx = input + output/2)
Attention × V (per tok, avg) | 293601280 | same as Q×Kᵀ
Output Projection (per tok) | 151019833.5883 | 2×(attn params/layer)×¼ per token
FFN SwiGLU (per tok) | 941712204.0073 | 2*d_model*d_ff*3
DECODE per Layer (per tok avg) | 2132994098.3607
Decode Flop All Layers | Data | Note
QKV Projections (per tok) | 27636629546.6667 | 2*1(1token)*d_model^2*3
Q × Kᵀ (per tok, avg) | 17909678080 | 2*d_model*(input+output/2)
Attention × V (per tok, avg) | 17909678080 | 2*d_model*(input+output/2)
Output Projection (per tok) | 9212209848.8889 | 2*1(1token)*d_model^2
FFN SwiGLU (per tok) | 57444444444.4444 | 2*d_model*d_ff*3
Decode Total All Layers(per tok avg) | 130112640000
Decode Total All Tokens | 130112640000000
Decode Compute Time | Data | Note
Decode Compute Time per Token(s) | 3.6142e-08
Decode Compute Time All Token(s) | 3.6142e-05
Decode HBM Data Movement per Token
Decode HBM Data Movement per Layer (byte)
model weights per layer | 391858154.9744 | Att_params + FFN_params×MoE_ratio × bytes/param
KV cache read per layer | 1072500 | Architecture KV read per layer (compressed; no longer full-MHA reference)
KV cache write per layer | 65 | KV write per token per layer
Total Decode HBM Data Movement per Layer | 392930719.9744
Decode HBM Data Movement All Layer (byte)
model weights all | 23903347453.44
KV cache read all | 65422500
KV cache write all | 3965 | ~negligible
Total Decode HBM Data Movement All Layer | 23968773918.44
Decode HBM Data Movement Time per Token
Decode HBM Time(Theoretical) | 1.517e-05
Arithmetic intensity check | 5.4284 | << roofline breakeven of 797 FLOP/byte
Compute utilization | 0.0023825 | memory-bandwidth-bound
Decode NVLink Communication Per Token | Data | Note
All-reduce message per operation | 7168 | Activation bytes (FP8=1, FP16=2) × d_model — activations not in FP4
Number of all-reduces per layer | 2 | one after attention output projection, one after FFN
Number of all-reduces All layers | 122 | Number of all-reduces per layer*n_layers
Total data per all-reduces(ring) | 14136.8889 | 2*msg*(no.of GPU-1)/(no. of GPU)
Total NVLink traffic per token | 1724700.4444 | Number of all-reduces*Total data per all-reduces(ring)
Total NVLink traffic Time per token | 4.7761e-07 | <5us latency per all reduce
NVLink Latency per token | 0.000244 | 2 μs × PP hops (Config!B64) × all-reduces all layers (B145, =2×n_layers) × SHARP (Config!B60); scales with model depth
Decode Data Time Per Token(avg,s) | 0.00025917
Decode Data Time All Tokens(s) | 0.25917
Decode Total Time per Token(s) | 0.00025921
Decode Total Time All Tokens(s) | 0.25921 | DECODE Total Time per Token*output
Architecture KV (MLA / CSA-HCA / GQA) | Data | Note
model weights (active, single request) | 23903347453.44 | Active weights only (single request); was full model
KV heads (GQA-equivalent) | 0.063477 | From Config
Original KV cache per token per layer | 131072 | 2*d_head*n_head
KV elements per token per layer | 65 | 2×d_head×KV heads(eq.) = Config!K45
GQA KV cache all layers per token | 65422500 | KV elements × avg ctx × layers × KV bytes
HBM traffic for decoding | 23968769953.44 | model + GQA KV cache
Decode HBM Time per Token-GQA | 1.517e-05
HBM Time boost | 1
With
Concurrent Requests - Batch Size
model weights read per batched step | 519164755827.173 | Batched decode step reads non-expert + shared + routed × P(expert hit) = 1−(1−k/E)^batch, + LM head
Batch Size/tokens per step | 64 | bounded by HBM Size
GQA KV cache Total | 4187040000 | GQA KV cache*Batch Size, bounded by HBM Size
HBM traffic | 523351795827.173 | for batch size tokens
HBM time per token | 5.1756e-06 | HBM traffic/HBM BW/Batch Size
HBM Time boost | 2.9311
With
Speculative Decoding
Speculation window: N | 5 | token generated per step
Acceptance rate: a | 0.7
Expected Token Accepted | 2.9412 | (1-a^(N+1))/(1-a)
HBM Time boost -Total | 8.6209
NVLink Optimization for Decode | Data | Note
1. Compute-Communication Overlap | Data | Note
Compute time per token (s) | 3.6142e-08 | From decode compute calculation
NVLink time per token with SHARP (s) | 0.000244 | From Config override
Overlap efficiency | 50% | From Config
Effective NVLink time per token after overlap (s) | 0.000122 | NVLink_time × (1 - overlap_efficiency)
2. Reduced TP Group via Pipeline Parallelism (PP) | Data | Note
Original TP degree (full NVL72) | 72 | All GPUs in one TP group
New TP degree | 36 | From Config
PP stages | 2 | No. of GPU / TP_degree
Original ring-reduce factor (TP-1)/TP | 0.98611 | (TP-1)/TP
New ring-reduce factor (TP-1)/TP | 0.97222 | (new TP-1)/new TP
All-reduce data reduction ratio | 0.98592 | New factor / Old factor
All-reduce data per op with new TP (ring, bytes) | 13937.7778 | 2 × FP8_msg × (TP-1)/TP
Total NVLink traffic per token with new TP (bytes) | 1700408.8889 | All-reduce data per op × all-reduces all layers
Per-GPU NVLink BW (TB/s) | 3.6111 | Total NVLink BW / GPUs
NVLink time per token raw (s) | 4.7088e-07 | Traffic / per-GPU NVLink BW
With SHARP (50% reduction) | 2.3544e-07 | SHARP in-network reduction
With overlap (from Step 1) | 1.1772e-07 | Apply compute-communication overlap
Combined NVLink Optimization Result | Data | Note
Original NVLink time per token with SHARP (s) | 0.000244 | Baseline
Optimized NVLink time per token (s) | 1.1772e-07 | TP+SHARP+Overlap combined
NVLink Latency per token | 0.000122 | 1 μs × PP hops × all-reduces all layers (B145) × SHARP; scales with model depth
INTER-RACK NETWORK ANALYSIS | Data | Note
Inter-Rack Network Specs (from Config) | Data | Note
Network Fabric Type | InfiniBand XDR | From Config
NIC BW per GPU (TB/s) | 0.2 | From Config
Effective Inter-Rack BW per GPU (TB/s) | 0.1 | After oversubscription
Inter-Rack One-Way Latency (s) | 3e-07 | Hops × per-hop latency
SHARP v4 Inter-Rack Reduction | 50% | From Config
Network Oversubscription Ratio | 2 | From Config
Inter-Rack Comm Overlap (Inference) | 80% | From Config
No. of DP Replicas (racks) | 5263 | All racks in DC
1. Inter-Rack Data Parallelism (DP) All-Reduce | Data | Note
DP All-Reduce per Batch (ring-reduce, bytes) | 1.6221e+12 | 2*(N-1)/N × model_weight_bytes (ring all-reduce)
DP All-Reduce per Batch w/ SHARP (bytes) | 811045867376.021 | After SHARP in-network reduction
DP All-Reduce Time per Batch (s) | 8.1105 | Reduced bytes / effective BW per GPU
Note: For pure inference, DP sync is NOT needed |  | DP all-reduce only for training; inference = independent replicas
2. Disaggregated Inference — KV Cache Transfer | Data | Note
KV Cache per Request (bytes) | 67405000 | KV elements × layers × KV bytes × (input+output)
KV Cache Transfer Time (s) | 0.00067405 | KV cache / effective inter-rack BW
Network Latency Overhead (s) | 3e-07 | One-way inter-rack latency
Total Disaggregated P→D Transfer Time (s) | 0.00067435 | KV transfer + network latency
3. Inter-Rack Decode Overhead (per token) | Data | Note
Load-Balancer Routing Latency per Request (s) | 3e-07 | One-way routing to serving rack
Result Return Latency per Request (s) | 3e-07 | Return path from serving rack
Token Streaming Overhead per Token (s) | 6e-07 | 2 × one-way (fwd + return per token for streaming)
Combined Inter-Rack Impact on E2E Latency | Data | Note
Scenario A: Colocated Inference (single rack per request)
Intra-Rack E2E Latency (s) | 0.60696 | TL optimized E2E less integrated inter-rack terms
Load Balancer Routing Overhead (s) | 3e-07 | Routing to rack + result return
Integrated Multi-Rack TP + Streaming Overhead (s) | 0.00012 | Optimized TP and streaming terms used by TL_Param
Adjusted E2E Latency — Colocated (s) | 0.60708 | E2E (with integrated inter-rack) + LB + streaming
Scenario B: Disaggregated Inference (prefill → decode across racks)
Prefill Time (s) | 0.40028 | Tokenization + Prefill+KV from TL_Param
KV Cache Transfer Across Racks (s) | 0.00067435 | From Section 2 above
Decode Time (s) | 0.20668 | Decode-first + Decode-all + De-tokenization
Token Streaming Overhead (s) | 0.00012 | Same as Scenario A
Adjusted E2E Latency — Disaggregated (s) | 0.60775 | Prefill + KV transfer + Decode + streaming
Network Overhead % (Colocated) | 0.01982% | How much inter-rack adds to latency
Network Overhead % (Disaggregated) | 0.1305% | How much disaggregation adds vs colocated base
Adjusted Token Throughput with Inter-Rack Network | Data | Note
Colocated — Avg Time per Output Token (s) | 9.4856e-06 | Adjusted E2E / (Batch × Output)
Colocated — Tokens/sec per Rack | 105422.705 | 1 / avg time per output token
Colocated — Throughput Reduction vs Intra-Rack | 0% | How much network overhead reduces throughput
Disaggregated — Avg Time per Output Token (s) | 9.4961e-06 | Disagg E2E / (Batch × Output)
Disaggregated — Tokens/sec per Rack | 105306.1855 | 1 / avg time per output token
Disaggregated — Throughput Reduction vs Intra-Rack | 0.1105% | How much disaggregation reduces throughput
Summary: Original vs Network-Adjusted | Data | Note
Original Tokens/sec per Rack (no network) | 105422.705 | From TL_Param optimized
Colocated Tokens/sec per Rack | 105422.705 | With inter-rack LB + streaming overhead
Disaggregated Tokens/sec per Rack | 105306.1855 | With KV cache transfer across racks
Network Impact: Colocated | 0% | Throughput reduction %
Network Impact: Disaggregated | 0.1105% | Throughput reduction %
4. MULTI-RACK TENSOR PARALLELISM (when model exceeds 1 rack) | Data | Note
Model Fits in 1 Rack? | YES | Based on GPU Memory Headroom (B43)
GPU Memory per Rack (TB) | 20.7 | Total GPU HBM in one rack
Weight Memory (TB) | 0.8112 | Model weights in bytes → TB
KV Cache End (TB) | 0.0043139 | KV cache × Batch_Size (all concurrent requests)
Total Memory Required (TB) | 0.81551 | Weights + KV cache
Racks Needed for TP | 1 | Ceiling(total_mem / mem_per_rack)
Cross-Rack Activation Transfer (per layer) | Data | Note
Activation Size per Token (bytes) | 14336 | d_model × 2 (FP16 activations)
Effective Rack-to-Rack BW (bytes/s) | 7200000000000 | rack_NIC_BW / n_TP_racks
Cross-Rack Time per Layer — Decode (s) | 0 | 2 × activation_bytes / cross_rack_BW
Cross-Rack Time per Layer — Prefill (s) | 0 | 2 × activation_bytes × input_tokens / BW
Total Multi-Rack TP Overhead per Forward Pass | Data | Note
Prefill Cross-Rack Overhead (s) | 0 | prefill_per_layer × n_layers
Decode Cross-Rack Overhead per Token (s) | 0 | decode_per_layer × n_layers
Decode Cross-Rack Overhead All Tokens (s) | 0 | per_token × output_tokens
Summary: Inter-Rack Time for TL_Param Pipeline | Data | Note
Step 2 — Embedding + Routing (s) | 3e-07 | One-way routing latency (unchanged)
Step 3 — Prefill Inter-Rack (s) | 0 | 0 if colocated, else prefill cross-rack overhead
Step 5 — Decode-All Inter-Rack (s) — Baseline | 0.0006 | TP_overhead + streaming (no overlap)
Step 5 — Decode-All Inter-Rack (s) — Optimized | 0.00012 | TP_overhead + streaming (× 1-overlap)
Step 2 — Embedding + Routing (s) | 3e-07 | Same as B293 (for readability)
Note on A241: Audit correction: Clarified that only one-way routing is added here. Previous: Load Balancer + Return Overhead (s)
Note on A242: Audit correction: Clarified optimized network components. Previous: Token Streaming Overhead (all output tokens, s)
Note on B42: Yin-Chen Chang: Production memory: each concurrent request holds its own KV cache. Total = (KV_per_GPU × batch_size) + weights_per_GPU.
Note on B54: FFN FLOPs × MoE FFN Compute Ratio. Dense: ×1. MoE: only active_experts/total_experts of FFN fires.
Note on B108: FFN FLOPs × MoE FFN Compute Ratio. Dense: ×1. MoE: only active experts fire.
Note on B126: HBM weight loading: att_params + FFN_params×MoE_ratio × bytes/param. Dense: full layer. MoE: only active expert weights loaded.
Note on B240: Audit correction: Base latency should exclude integrated network terms. Previous: =TL_Param!E21
Note on B241: Audit correction: Use the same one-way routing term integrated in TL_Param. Previous: =B233+B234
Note on B242: Audit correction: Use optimized prefill/decode TP and streaming overhead exactly once. Previous: =B235*B23
Note on B246: Audit correction: Remove integrated prefill inter-rack term before adding disaggregated KV transfer. Previous: =TL_Param!D18+TL_Param!D16
Note on B248: Audit correction: Remove integrated decode inter-rack term before adding scenario-specific streaming. Previous: =TL_Param!D19+TL_Param!D20+TL_Param!D21
Note on B249: Audit correction: Apply configured inference communication overlap to token streaming. Previous: =B242
Note on B277: Yin-Chen Chang: KV cache for all concurrent requests: KV_per_request × batch_size, converted to TB.
Note on B282: Yin-Chen Chang: FP16 activations: d_model × 2 bytes. TP all-reduce exchanges full activation vector each layer.
Note on B283: Yin-Chen Chang: Total rack NIC BW / TP racks. Each rack's share of the cross-rack bandwidth.
Note on B284: Yin-Chen Chang: 2 cross-rack transfers per layer (all-gather + reduce-scatter in ring all-reduce).
Note on B285: Yin-Chen Chang: Same as decode but for all input tokens at once.
Note on B288: Yin-Chen Chang: Cross-rack TP activation exchange summed over all layers during prefill.
Note on B289: Yin-Chen Chang: Cross-rack TP activation exchange summed over all layers for one decode step.
Note on B290: Yin-Chen Chang: Total decode cross-rack overhead for all output tokens.
Note on B294: Yin-Chen Chang: If model fits in 1 rack, this is 0. Otherwise, cross-rack TP activation exchange during prefill.
Note on B295: Yin-Chen Chang: Multi-rack TP overhead + token streaming. No overlap optimization in baseline.
Note on B296: Yin-Chen Chang: Multi-rack TP overhead + token streaming, both with compute-communication overlap.
Note on C16: Audit correction: Corrected stale note after FP8 rack performance audit. Previous: 50/GPU
Note on C240: Audit correction: Updated description to match formula. Previous: From TL_Param (now includes inter-rack in steps 2,5)
Note on C242: Audit correction: Updated description. Previous: Per-token streaming overhead × output tokens

## DC_Cost_Model
Data Center Cost Model — 1 GW Vera Rubin NVL72 Facility
Section 1: Data Center Specifications (from Config)
Item | Value | Unit |  | Source / Note
Total IT Power | 1000 | MW |  | Config!F5 (VR preset, dropdown-independent)
PUE | 1.2 |  |  | Config!F6 (VR preset, dropdown-independent)
Total Facility Power (IT × PUE) | 1200 | MW |  | Total electrical load including cooling, lighting, etc.
Rack Type | Vera Rubin NVL72 |  |  | Config!F7 (VR preset, dropdown-independent)
Number of Racks | 5263 | racks |  | Config!F8 (VR preset, dropdown-independent)
GPUs per Rack | 72 | GPUs |  | Config!F14 (VR preset, dropdown-independent)
Total GPUs | 378936 | GPUs |  | Racks × GPUs per rack
Power per Rack (est.) | 190.0057 | kW |  | Total IT Power / Racks
Total Facility Sq. Ft. (est.) | 421040 | sq ft |  | ~80 sq ft per rack (AI liquid-cooled, incl. aisles + support)
Section 2: Capital Expenditure (CapEx) Breakdown
Category | Unit Cost | Quantity / Basis | Total ($M) | Assumption / Source | % of CapEx
2A. IT Hardware (Servers & GPUs)
Vera Rubin NVL72 Racks | 6000000 | 5263 | 31578 | Est. $6M/rack per Config VR preset (F27); GB200 ~$3M, Rubin gen premium ~15-20% | 73.04%
Scale-out Networking (InfiniBand/Ethernet) | 150000 | 5263 | 789.45 | Quantum-X800 IB + Spectrum-X Ethernet per-rack allocation | 1.826%
Top-of-Rack & Spine Switches | 35000 | 5263 | 184.205 | Mgmt network, OOB, storage fabric per-rack allocation | 0.4261%
Storage & Boot Infrastructure | 25000 | 5263 | 131.575 | NVMe boot drives, shared storage, cabling per rack | 0.3043%
Subtotal IT Hardware |  |  | 32683.23 |  | 75.6%
2B. Land, Building & Site Work
Land Acquisition (est. 100 acres) | 200000 | 100 | 20 | ~100 acres; $200K/acre (semi-rural US, utility-adjacent) | 0.04626%
Building Shell & Core | 3000000 | 1200 | 3600 | $3M/MW facility power; foundation, structure, envelope | 8.327%
Site Work & Civil (roads, grading, fencing) | 500000 | 1200 | 600 | $500K/MW facility power; roads, grading, security fence | 1.388%
Subtotal Land & Building |  |  | 4220 |  | 9.761%
2C. Electrical Infrastructure
Substation & Grid Interconnection | 1500000 | 1200 | 1800 | $1.5M/MW; HV substation, transformers, HV switchgear | 4.163%
Medium Voltage Distribution & PDUs | 800000 | 1200 | 960 | $800K/MW; MV switchgear, busway, rack-level PDUs | 2.22%
Backup Generators (N+1 diesel/gas) | 600000 | 1200 | 720 | $600K/MW; diesel/gas turbine gen-sets with N+1 redundancy | 1.665%
UPS & Battery Storage | 400000 | 1000 | 400 | $400K/MW IT; UPS systems + Li-ion BESS for ride-through | 0.9252%
Subtotal Electrical |  |  | 3880 |  | 8.974%
2D. Cooling & Mechanical Systems
Liquid Cooling (CDUs, piping, cold plates) | 56000 | 5263 | 294.728 | ~$56K/rack; Morgan Stanley est. cold plates + CDU piping | 0.6817%
Cooling Towers & Heat Rejection Plant | 300000 | 1200 | 360 | $300K/MW; cooling towers, chillers, pumps, water treatment | 0.8327%
Fire Suppression & HVAC (non-IT areas) | 100000 | 1200 | 120 | $100K/MW; clean agent suppression, office HVAC | 0.2776%
Subtotal Cooling & Mechanical |  |  | 774.728 |  | 1.792%
2E. Fiber, Cabling & Security
Fiber Optic & Structured Cabling | 200000 | 1200 | 240 | $200K/MW; intra-campus dark fiber, cable trays, patch panels | 0.5551%
Physical Security & BMS | 50000 | 1200 | 60 | $50K/MW; CCTV, access control, DCIM, BMS sensors | 0.1388%
Subtotal Fiber, Cabling & Security |  |  | 300 |  | 0.6939%
2F. Soft Costs & Contingency
Design, Engineering & Permitting | 3% | % of non-IT CapEx | 275.2418 | 3% of facility CapEx; A&E, environmental, permits | 0.6366%
Project Management & Commissioning | 2% | % of non-IT CapEx | 183.4946 | 2% of facility CapEx; PM, CxA, testing & validation | 0.4244%
Contingency | 10% | % of non-IT CapEx | 917.4728 | 10% contingency on facility/infrastructure CapEx | 2.122%
Subtotal Soft Costs & Contingency |  |  | 1376.2092 |  | 3.183%
TOTAL CAPEX |  |  | 43234.1672 |  | 100%
CapEx Composition
IT Hardware share |  |  | 75.6%
Facility Infrastructure share |  |  | 21.22%
Soft Costs & Contingency share |  |  | 3.183%
CapEx per MW (IT) |  |  | 43.2342 | $/MW of IT power
CapEx per GPU |  |  | 114093.5863 | Total CapEx / Total GPUs
Section 3: Annual Operating Expenditure (OpEx)
Category | Assumption | Basis | Annual ($M) | Note / Source | % of OpEx
3A. Depreciation (GAAP, Straight-Line)
IT Hardware (servers, GPUs, networking) | 5 | years useful life | 6536.646 | ASC 360; 5-yr life per hyperscaler practice (Meta, MSFT) | 70.3%
Building & Shell | 30 | years useful life | 140 | ASC 360; 30-yr life. Land ($20M) excluded — indefinite-lived asset per GAAP. | 1.506%
Electrical Infrastructure | 20 | years useful life | 194 | ASC 360; 15-25yr for heavy electrical equipment | 2.086%
Cooling & Mechanical | 15 | years useful life | 51.6485 | ASC 360; 10-20yr for HVAC/mechanical systems | 0.5555%
Fiber, Cabling & Security | 10 | years useful life | 30 | ASC 360; 7-15yr for structured cabling/security | 0.3226%
Subtotal Annual Depreciation |  |  | 6952.2945 |  | 74.77%
3B. Electricity Cost
Electricity Rate (blended) | 0.06 | $/kWh |  | US industrial avg $0.05-0.08; PPA-negotiated rate
Annual Energy (facility) | 10512000 | MWh/year |  | Facility MW × 8,760 hrs (100% utilization assumed)
Annual Electricity Cost |  |  | 630.72 | MWh × 1000 kWh/MWh × $/kWh | 6.783%
Subtotal Electricity |  |  | 630.72 |  | 6.783%
3C. Maintenance & Operations
IT Hardware Maintenance (spares, repair) | 3% | % of IT HW CapEx/yr | 980.4969 | 3% of IT HW CapEx; GPU/NIC failures, spares pool | 10.55%
Facility Maintenance (MEP) | 2% | % of facility CapEx/yr | 183.4946 | 2% of facility CapEx; preventive & corrective maintenance | 1.973%
Staff (DC ops, NOC, security, mgmt) | 500 | headcount (est.) | 75 | 500 FTEs @ $150K avg loaded cost; ops, NOC, security | 0.8066%
Property Tax & Insurance | 0.5% | % of total CapEx/yr | 216.1708 | 0.5% of total CapEx; property tax + all-risk insurance | 2.325%
Water & Consumables | 50000 | 1200 | 60 | $50K/MW/yr; cooling water, chemicals, diesel fuel stores | 0.6453%
Software Licenses & Connectivity | 200 | $M/year | 200 | DCIM, NVIDIA AI Enterprise, WAN transit, peering | 2.151%
Subtotal Maintenance & Operations |  |  | 1715.1623 |  | 18.45%
TOTAL ANNUAL OPEX |  |  | 9298.1768 |  | 100%
OpEx Composition
Depreciation share |  |  | 74.77%
Electricity share |  |  | 6.783%
Maintenance & Ops share |  |  | 18.45%
OpEx per GPU per year |  |  | 24537.5916 | Annual OpEx / Total GPUs
Data Center Cost Model — 1 GW GB200 NVL72 Facility
Section 1: Data Center Specifications (GB200 NVL72 Preset)
Item | Value | Unit |  | Source / Note
Total IT Power | 1000 | MW |  | From Config GB200 NVL72 preset (Col G)
PUE | 1.2 |  |  | From Config GB200 NVL72 preset (Col G)
Total Facility Power (IT × PUE) | 1200 | MW |  | Total electrical load including cooling, lighting, etc.
Rack Type | GB200 NVL72 |  |  | From Config GB200 NVL72 preset (Col G)
Number of Racks | 7194 | racks |  | From Config GB200 NVL72 preset (Col G)
GPUs per Rack | 72 | GPUs |  | From Config GB200 NVL72 preset (Col G)
Total GPUs | 517968 | GPUs |  | Racks × GPUs per rack
Power per Rack (est.) | 139.0047 | kW |  | Total IT Power / Racks
Total Facility Sq. Ft. (est.) | 575520 | sq ft |  | ~80 sq ft per rack (AI liquid-cooled, incl. aisles + support)
Section 2: Capital Expenditure (CapEx) Breakdown
% of CapEx
2A. IT Hardware (Servers & GPUs) | Unit Cost | Quantity / Basis | Total ($M) | Assumption / Source
GB200 NVL72 Racks | 3000000 | 7194 | 21582 | Est. $3M/rack; GB200 NVL72 pricing per Config preset | 63.91%
Scale-out Networking (InfiniBand/Ethernet) | 150000 | 7194 | 1079.1 | Quantum-2 IB + Spectrum-X Ethernet per-rack allocation | 3.196%
Top-of-Rack & Spine Switches | 35000 | 7194 | 251.79 | Mgmt network, OOB, storage fabric per-rack allocation | 0.7456%
Storage & Boot Infrastructure | 25000 | 7194 | 179.85 | NVMe boot drives, shared storage, cabling per rack | 0.5326%
Subtotal IT Hardware |  |  | 23092.74 |  | 68.39%
2B. Land, Building & Site Work
Land Acquisition (est. 100 acres) | 200000 | 100 | 20 | ~100 acres; $200K/acre (semi-rural US, utility-adjacent) | 0.05923%
Building Shell & Core | 3000000 | 1200 | 3600 | $3M/MW facility power; foundation, structure, envelope | 10.66%
Site Work & Civil (roads, grading, fencing) | 500000 | 1200 | 600 | $500K/MW facility power; roads, grading, security fence | 1.777%
Subtotal Land & Building |  |  | 4220 |  | 12.5%
2C. Electrical Infrastructure
Substation & Grid Interconnection | 1500000 | 1200 | 1800 | $1.5M/MW; HV substation, transformers, HV switchgear | 5.33%
Medium Voltage Distribution & PDUs | 800000 | 1200 | 960 | $800K/MW; MV switchgear, busway, rack-level PDUs | 2.843%
Backup Generators (N+1 diesel/gas) | 600000 | 1200 | 720 | $600K/MW; diesel/gas turbine gen-sets with N+1 redundancy | 2.132%
UPS & Battery Storage | 400000 | 1000 | 400 | $400K/MW IT; UPS systems + Li-ion BESS for ride-through | 1.185%
Subtotal Electrical |  |  | 3880 |  | 11.49%
2D. Cooling & Mechanical Systems
Liquid Cooling (CDUs, piping, cold plates) | 56000 | 7194 | 402.864 | ~$56K/rack; Morgan Stanley est. cold plates + CDU piping | 1.193%
Cooling Towers & Heat Rejection Plant | 300000 | 1200 | 360 | $300K/MW; cooling towers, chillers, pumps, water treatment | 1.066%
Fire Suppression & HVAC (non-IT areas) | 100000 | 1200 | 120 | $100K/MW; clean agent suppression, office HVAC | 0.3554%
Subtotal Cooling & Mechanical |  |  | 882.864 |  | 2.614%
2E. Fiber, Cabling & Security
Fiber Optic & Structured Cabling | 200000 | 1200 | 240 | $200K/MW; intra-campus dark fiber, cable trays, patch panels | 0.7107%
Physical Security & BMS | 50000 | 1200 | 60 | $50K/MW; CCTV, access control, DCIM, BMS sensors | 0.1777%
Subtotal Fiber, Cabling & Security |  |  | 300 |  | 0.8884%
2F. Soft Costs & Contingency
Design, Engineering & Permitting | 3% | % of non-IT CapEx | 278.4859 | 3% of facility CapEx; A&E, environmental, permits | 0.8247%
Project Management & Commissioning | 2% | % of non-IT CapEx | 185.6573 | 2% of facility CapEx; PM, CxA, testing & validation | 0.5498%
Contingency | 10% | % of non-IT CapEx | 928.2864 | 10% contingency on facility/infrastructure CapEx | 2.749%
Subtotal Soft Costs & Contingency |  |  | 1392.4296 |  | 4.124%
TOTAL CAPEX |  |  | 33768.0336 |  | 100%
CapEx Composition
IT Hardware share |  |  | 68.39%
Facility Infrastructure share |  |  | 27.49%
Soft Costs & Contingency share |  |  | 4.124%
CapEx per MW (IT) |  |  | 33.768 |  | $/MW of IT power
CapEx per GPU |  |  | 65193.2814 |  | Total CapEx / Total GPUs
Section 3: Annual Operating Expenditure (OpEx)
Category | Assumption | Basis | Annual ($M) | Note / Source | % of OpEx
3A. Depreciation (GAAP, Straight-Line)
IT Hardware (servers, GPUs, networking) | 5 | years useful life | 4618.548 | ASC 360; 5-yr life per hyperscaler practice (Meta, MSFT) | 65.47%
Building & Shell | 30 | years useful life | 140 | ASC 360; 30-yr life. Land ($20M) excluded — indefinite-lived asset per GAAP. | 1.985%
Electrical Infrastructure | 20 | years useful life | 194 | ASC 360; 15-25yr for heavy electrical equipment | 2.75%
Cooling & Mechanical | 15 | years useful life | 58.8576 | ASC 360; 10-20yr for HVAC/mechanical systems | 0.8343%
Fiber, Cabling & Security | 10 | years useful life | 30 | ASC 360; 7-15yr for structured cabling/security | 0.4253%
Subtotal Annual Depreciation |  |  | 5041.4056 |  | 71.46%
3B. Electricity Cost
Electricity Rate (blended) | 0.06 | $/kWh |  | US industrial avg $0.05-0.08; PPA-negotiated rate
Annual Energy (facility) | 10512000 | MWh/year |  | Facility MW × 8,760 hrs (100% utilization assumed)
Annual Electricity Cost |  |  | 630.72 | MWh × 1000 kWh/MWh × $/kWh | 8.941%
Subtotal Electricity |  |  | 630.72 |  | 8.941%
3C. Maintenance & Operations
IT Hardware Maintenance (spares, repair) | 3% | % of IT HW CapEx/yr | 692.7822 | 3% of IT HW CapEx; GPU/NIC failures, spares pool | 9.821%
Facility Maintenance (MEP) | 2% | % of facility CapEx/yr | 185.6573 | 2% of facility CapEx; preventive & corrective maintenance | 2.632%
Staff (DC ops, NOC, security, mgmt) | 500 | headcount (est.) | 75 | 500 FTEs @ $150K avg loaded cost; ops, NOC, security | 1.063%
Property Tax & Insurance | 0.5% | % of total CapEx/yr | 168.8402 | 0.5% of total CapEx; property tax + all-risk insurance | 2.393%
Water & Consumables | 50000 | 1200 | 60 | $50K/MW/yr; cooling water, chemicals, diesel fuel stores | 0.8505%
Software Licenses & Connectivity | 200 | $M/year | 200 | DCIM, NVIDIA AI Enterprise, WAN transit, peering | 2.835%
Subtotal Maintenance & Operations |  |  | 1382.2796 |  | 19.59%
TOTAL ANNUAL OPEX |  |  | 7054.4052 |  | 100%
OpEx Composition
Depreciation share |  |  | 71.46%
Electricity share |  |  | 8.941%
Maintenance & Ops share |  |  | 19.59%
OpEx per GPU per year |  |  | 13619.3843 |  | Annual OpEx / Total GPUs
Note on B18: Linked from Config!B23 — auto-updates with rack dropdown
Note on B19: Yin-Chen Chang: Source: Industry estimate. Quantum-X800 IB / Spectrum-X Ethernet spine-leaf fabric, ConnectX-9 SuperNICs, BlueField-4 DPUs. ~$150K per rack for scale-out.
Note on B25: Source: Industry estimate. ~$200K/acre for semi-rural US location suitable for 1GW DC campus. Total 100 acres.
Note on B26: Source: JLL 2026 Global DC Outlook: avg global cost $11.3M/MW in 2026. AI-optimized ~$20M/MW. Shell+core portion ~$3M/MW of facility power.
Note on B27: Yin-Chen Chang: Source: Industry estimate for site civil work at GW-scale campus.
Note on B31: Source: ConstructElements 2026. Electrical typically 40-50% of total. Substation+HV at ~$1.5M/MW.
Note on B33: Source: Industry estimate. $500-700/kW for diesel/gas gen capacity at GW scale.
Note on B38: Yin-Chen Chang: Source: Morgan Stanley report via Tom's Hardware. Vera Rubin NVL72 cooling ~$55,710/rack. Includes compute tray cold plates ($2,660×18) + switch tray cooling ($870×9).
Note on B66: Yin-Chen Chang: Source: ASC 360 / IAS 16. Hyperscalers (Google, Meta, Microsoft) typically use 5-6 year useful life for servers. Meta extended to 5.5 yrs in 2024. Using 5 yrs.
Note on B74: Yin-Chen Chang: Source: EIA Electric Power Monthly; SiteSelectionGroup. US industrial avg $0.047-$0.15/kWh. Hyperscalers negotiate $0.04-0.07 via long-term PPAs. Using $0.06 blended.
Note on B114: Yin-Chen Chang: Linked from Config!G27 — GB200 NVL72 rack price
Note on B115: Yin-Chen Chang: Source: Industry estimate. Quantum-2 IB / Spectrum-X Ethernet spine-leaf fabric, ConnectX-8 SuperNICs, BlueField-3 DPUs. ~$150K per rack for scale-out.
Note on B121: Yin-Chen Chang: Source: Industry estimate. ~$200K/acre for semi-rural US location suitable for 1GW DC campus. Total 100 acres.
Note on B122: Yin-Chen Chang: Source: JLL 2026 Global DC Outlook: avg global cost $11.3M/MW in 2026. AI-optimized ~$20M/MW. Shell+core portion ~$3M/MW of facility power.
Note on B123: Yin-Chen Chang: Source: Industry estimate for site civil work at GW-scale campus.
Note on B127: Yin-Chen Chang: Source: ConstructElements 2026. Electrical typically 40-50% of total. Substation+HV at ~$1.5M/MW.
Note on B129: Yin-Chen Chang: Source: Industry estimate. $500-700/kW for diesel/gas gen capacity at GW scale.
Note on B134: Yin-Chen Chang: Source: Morgan Stanley report via Tom's Hardware. GB200 NVL72 cooling ~$55,710/rack. Includes compute tray cold plates ($2,660×18) + switch tray cooling ($870×9).
Note on B162: Yin-Chen Chang: Source: ASC 360 / IAS 16. Hyperscalers (Google, Meta, Microsoft) typically use 5-6 year useful life for servers. Meta extended to 5.5 yrs in 2024. Using 5 yrs.
Note on B170: Yin-Chen Chang: Source: EIA Electric Power Monthly; SiteSelectionGroup. US industrial avg $0.047-$0.15/kWh. Hyperscalers negotiate $0.04-0.07 via long-term PPAs. Using $0.06 blended.
Note on D67: Yin-Chen Chang: GAAP fix: Land ($20M) excluded from depreciation per ASC 360. Only depreciates building & site work ($4,200M).
Note on D163: Yin-Chen Chang: GAAP fix: Land ($20M) excluded from depreciation per ASC 360.

## Revenue_Model
Token Generation & Revenue Model — 1 GW Vera Rubin NVL72 Inference Facility
Section 1: Inference Configuration (per Rack) — from Config
Parameter | Value | Unit | Source / Note
Model Parameters | 1600000000000 | params | Linked from Config!B30
Input Tokens per Request | 16000 | tokens | Linked from Config!B26
Output Tokens per Request | 1000 | tokens | Linked from Config!B27
Total Tokens per Request | 17000 | tokens | Input + Output
Batch Size (concurrent requests) | 64 | requests | Linked from Config!B48
Speculative Decoding Gain | 2.9412 | tokens/step | Expected tokens accepted per step, Config!B51
End-to-End Latency per Request (optimized) | 0.60708 | seconds | From TL_Param!C38 (VR-specific, dropdown-independent)
Number of Racks | 5263 | racks | Config!F8 (VR rack count, dropdown-independent)
GPU Utilization Rate | 70% |  | Realistic + lean overhead; accounts for maintenance, failures, model swap
Uptime (scheduled) | 99.5% |  | 99.5% SLA; ~43.8 hrs downtime/year
Effective Annual Seconds per Rack | 21964824 | seconds/yr | 8,760 hrs × 3,600 s/hr × utilization × uptime
Requests per Rack per Year | 2315591104 | requests/yr | (Effective seconds / Latency) × Batch Size
Section 2: Annual Token Throughput (Entire DC)
Metric | Value | Unit | Calculation
Total Requests per Year (all racks) | 12186955980352 | requests/yr | Requests/rack/yr × racks
Annual Input Tokens | 1.9499e+17 | tokens/yr | Total requests × input tokens/request
Annual Output Tokens | 12186955980352000 | tokens/yr | Total requests × output tokens/request
Annual Total Tokens | 2.0718e+17 | tokens/yr | Input + Output
Annual Total Tokens (M) | 207178251665.984 | M tokens/yr | Total / 1,000,000
Annual Input Tokens (M) | 194991295685.632 | M tokens/yr
Annual Output Tokens (M) | 12186955980.352 | M tokens/yr
Tokens per Second (DC-wide) | 6569579263.8884 | tokens/sec | Annual tokens / seconds per year (gross throughput)
Requests per Second (DC-wide) | 386445.8391 | req/sec | Annual requests / seconds per year
Section 3: Market Pricing & Annual Revenue
Pricing Tier | Value | Unit | Source / Note
Market Rate — Input Tokens | 5 | $/M input tokens | Auto-selected from Config pricing tiers based on model size
Market Rate — Output Tokens | 25 | $/M output tokens | Auto-selected from Config pricing tiers based on model size
Blended Rate (weighted by I/O mix) | 6.1765 | $/M tokens | (Input rev + Output rev) / Total M tokens
Revenue Calculation
Annual Input Token Revenue | 974956.4784 | $M/year | Input M tokens × $/M input
Annual Output Token Revenue | 304673.8995 | $M/year | Output M tokens × $/M output
TOTAL ANNUAL REVENUE | 1279630.3779 | $M/year
Revenue Composition
Input token revenue share | 76.19%
Output token revenue share | 23.81%
Revenue per rack per year | 243137065.92 | $/rack/yr
Rrevenue to opex | 13762%
Cost per Mtok | 0.04488
Token Generation & Revenue Model — 1 GW GB200 NVL72 Inference Facility
Section 1: Inference Configuration (per Rack) — from Config
Parameter | Value | Unit | Source / Note
Model Parameters | 1600000000000 | params | Linked from Config!B30
Input Tokens per Request | 16000 | tokens | Linked from Config!B26
Output Tokens per Request | 1000 | tokens | Linked from Config!B27
Total Tokens per Request | 17000 | tokens | Input + Output
Batch Size (concurrent requests) | 64 | requests | Linked from Config!B48
Speculative Decoding Gain | 2.9412 | tokens/step | Expected tokens accepted per step, Config!B51
End-to-End Latency per Request (optimized) | 1.5737 | seconds | From TL_Param!D38 (GB200-specific, dropdown-independent)
Number of Racks | 7194 | racks | Config!G8 (GB200 rack count, dropdown-independent)
GPU Utilization Rate | 70% |  | Realistic + lean overhead; accounts for maintenance, failures, model swap
Uptime (scheduled) | 99.5% |  | 99.5% SLA; ~43.8 hrs downtime/year
Effective Annual Seconds per Rack | 21964824 | seconds/yr | 8,760 hrs × 3,600 s/hr × utilization × uptime
Requests per Rack per Year | 893268608 | requests/yr | (Effective seconds / Latency) × Batch Size
Section 2: Annual Token Throughput (Entire DC)
Metric | Value | Unit | Calculation
Total Requests per Year (all racks) | 6426174365952 | requests/yr | Requests/rack/yr × racks
Annual Input Tokens | 1.0282e+17 | tokens/yr | Total requests × input tokens/request
Annual Output Tokens | 6426174365952000 | tokens/yr | Total requests × output tokens/request
Annual Total Tokens | 1.0924e+17 | tokens/yr | Input + Output
Annual Total Tokens (M) | 109244964221.184 | M tokens/yr | Total / 1,000,000
Annual Input Tokens (M) | 102818789855.232 | M tokens/yr
Annual Output Tokens (M) | 6426174365.952 | M tokens/yr
Tokens per Second (DC-wide) | 3464135090.7276 | tokens/sec | Annual tokens / seconds per year (gross throughput)
Requests per Second (DC-wide) | 203772.6524 | req/sec | Annual requests / seconds per year
Section 3: Market Pricing & Annual Revenue
Pricing Tier | Value | Unit | Source / Note
Market Rate — Input Tokens | 5 | $/M input tokens | Auto-selected from Config pricing tiers based on model size
Market Rate — Output Tokens | 25 | $/M output tokens | Auto-selected from Config pricing tiers based on model size
Blended Rate (weighted by I/O mix) | 6.1765 | $/M tokens | (Input rev + Output rev) / Total M tokens
Revenue Calculation
Annual Input Token Revenue | 514093.9493 | $M/year | Input M tokens × $/M input
Annual Output Token Revenue | 160654.3591 | $M/year | Output M tokens × $/M output
TOTAL ANNUAL REVENUE | 674748.3084 | $M/year
Revenue Composition
Input token revenue share | 76.19%
Output token revenue share | 23.81%
Revenue per rack per year | 93793203.84 | $/rack/yr
Rrevenue to opex | 9565%
Cost per Mtok | 0.064574
Note on B32: Yin-Chen Chang: Source: OpenAI GPT-4o pricing $2.50/M input (pricepertoken.com, IntuitionLabs 2026). Frontier 1T model comparable to GPT-4o / Claude Sonnet tier.
Note on B33: Yin-Chen Chang: Source: OpenAI GPT-4o pricing $10/M output (pricepertoken.com, IntuitionLabs 2026). Output 4× input rate per industry norm.
Note on B80: Yin-Chen Chang: Source: OpenAI GPT-4o pricing $2.50/M input (pricepertoken.com, IntuitionLabs 2026). Frontier 1T model comparable to GPT-4o / Claude Sonnet tier.
Note on B81: Yin-Chen Chang: Source: OpenAI GPT-4o pricing $10/M output (pricepertoken.com, IntuitionLabs 2026). Output 4× input rate per industry norm.

## OpenAI_Sim
OpenAI Financial Simulation — Calibrating 1 GW VR72 DC Model to OpenAI's Disclosed Financials (Feb 2026 Funding Round)
Section 1: OpenAI Disclosed Financials & Operating Metrics (Feb-2026 base; Sep-2026 FT update applied — see FT_Sep2026)
Metric | 2024A | 2025A | 2026E | 2027E | 2028E | 2029E | 2030E | Source / Note
Revenue ($B) | 2024A: 3.7; 2025A: 13.1; 2026E: 36; 2030E: 350 | 2025A $13.1B (CNBC). 2026E $36B / 2030E $350B: Jul-2026 deck per FT 2026-09-18 [Interested-party]; prior 2030 target $280B (Feb-2026)
ARR ($B, exit rate) | 2024A: 6; 2025A: 20 | OpenAI CFO blog: $2B (2023) → $6B (2024) → $20B+ (2025)
YoY Revenue Growth | 2024A: 0%; 2025A: 254.1% | Implied from reported revenue figures
Cash Burn ($B) | -5 | -8 | -25 | -57 |  |  | 39 | Feb-2026 vintage (The Information): 2026 −$25B, 2027 −$57B, 2026–29 cum −$218B (2028–29 not split), 2030 +$39B. Jul-2026 vintage: 2026–30 cum −$278B (FT) → FT_Sep2026
Gross Margin | 2024A: 40%; 2025A: 33%
Compute Capacity, Year-End (GW) | 0.6 | 1.9 | 3.5 | 4.5 | 5.75 | 7 | 10 | Year-end capacity: 0.6 GW (2024) → 1.9 GW (2025) → 10 GW (2030 Stargate)
Compute Capacity, FY Avg (GW) | 0.4 | 1.25 | 2.7 | 4 | 5.125 | 6.375 | 8.5 | FY average = midpoint of prior year-end and current year-end (linear ramp)
Weekly Active Users (M) | 2025A: 900 | 900M WAU, 50M+ paid subscribers (Feb 2026)
Paid Subscribers (M) | 2025A: 50 | 50M+ consumer subscribers
Latest Funding Round
Total Raised | 2024A: $122B | Closed 2026-03-31: $122B committed (Amazon / Nvidia / SoftBank anchor) [Verified]
Pre-Money Valuation | 2024A: $730B | Pre-money $730B; post-money $852B
Post-Money Valuation | 2024A: $852B | Largest private funding round in history
Implied Revenue Multiple (on 2025 rev) | 2024A: 65.0382 | Post-money valuation / 2025 actual revenue
Implied Revenue Multiple (on 2030E rev) | 2024A: 2.4343 | Post-money valuation / 2030E target revenue
Infrastructure Spend Target (by 2030) | 2024A: $856B | Jul-2026 deck: ~$856B compute & infrastructure through 2030 (Feb-2026: ~$600B "compute"; category may differ)
Stargate Capacity Target | 2024A: 10 GW | Stargate: $500B / 4 yrs / 10 GW US-based AI infra
New Round Talks (Sep 2026, valuation ≥) | 2024A: 1200 | FT/Bloomberg: investors discussed ≥$1.2T; OpenAI seeking higher [Interested-party]
Section 2: Infrastructure Calibration — Scaling Our 1 GW VR72 Model to OpenAI's 1.9 GW (2025)
Parameter | 2024A: Our 1 GW Model; 2025A: OpenAI 1.9 GW; 2026E: Unit | Note
IT Power (MW) | 2024A: 1000; 2025A: 1900; 2026E: MW | Config!F5 (VR preset, dropdown-independent); OpenAI from CFO blog
PUE | 2024A: 1.2; 2025A: 1.25 | Mixed fleet PUE slightly higher (H100/A100 legacy + newer)
Total Facility Power (MW) | 2024A: 1200; 2025A: 2375; 2026E: MW | IT Power × PUE
Scale Factor (vs our 1 GW model) | 2024A: 1; 2025A: 1.9 | Simple linear scaling of IT power
Hardware Mix Adjustment
Current Fleet (est.) | 2024A: 100% VR NVL72; 2025A: Mixed (H100/GB200/VR) | OpenAI runs mixed generations; our model = next-gen only
Inference Efficiency Factor | 2024A: 1; 2025A: 0.29073 | Fleet-weighted VR-equiv factor: H100=0.25x, GB200≈0.39x (TL_Param!D37/C37), VR=1.0x
Effective VR-Equivalent Power (MW) | 2024A: 1000; 2025A: 552.3847; 2026E: MW-eq | Reference facility IT power × fleet efficiency factor = VR-equivalent MW
Implied from Financials
Our Model CapEx ($B) | 2024A: 43.2342 | From DC_Cost_Model total CapEx
OpenAI Implied CapEx at 1.9 GW ($B) | 2025A: 82.1449 | Scaled linearly from our 1 GW model
Our Model Annual OpEx ($B) | 2024A: 9.2982 | From DC_Cost_Model total annual OpEx
OpenAI Implied DC OpEx at 1.9 GW ($B) | 2025A: 17.6665 | DC-only OpEx; does not include R&D, S&M, G&A, SBC
Section 3: OpenAI P&L Simulation — Reverse-Engineering from Disclosed Numbers
Line Item | 2024A ($B) | 2025A ($B) | 2026E ($B) | 2027E ($B) | 2028E ($B) | 2029E ($B) | 2030E ($B) | Assumption / Source
Assumptions
Revenue Growth Rate (YoY) |  | 254.1% | 174.8% | 108.6% | 88.42% | 67.77% | 47.43% | 2025 actual 254%; 2026–30 from FT_Sep2026 row 25 (Jul-2026 deck path: $36B → $350B, Σ $840B)
Gross Margin | 40% | 33% | 61.29% | 69.37% | 76.54% | 81.63% | 82.84% | Now derived from bottom-up DC cost model (row 60); 2024-2025 actual
R&D as % of Revenue | 68% | 51% | 40% | 30% | 25% | 20% | 15% | $2.5B (2024); $6.7B H1 2025 → ~$13B ann.
S&M as % of Revenue | 27% | 15% | 12% | 10% | 8% | 6.5% | 5% | ~$2B in H1 2025 → ~$4B ann.; declining with scale
G&A as % of Revenue | 8% | 6% | 5% | 4.5% | 4% | 3.5% | 3% | Est. corporate overhead; declining leverage with scale
SBC as % of Revenue | 68% | 19% | 12% | 9% | 6% | 4.5% | 3% | ~$2.5B H1 2025 → $5B ann.; dilutes as rev scales
MS Revenue Share % | 20% | 20% | 20% | 17.5% | 15% | 12.5% | 10% | 20% rev share to MS; may reduce post-PBC conversion
CapEx (infra investment, $B) | 5 | 15 | 40 | 60 | 100 | 125 | 150 | Owned (balance-sheet) CapEx [Assumed, v2 path]; total compute & infra $856B incl. leased → FT_Sep2026 rows 39–41
Bottom-Up COGS (from DC_Cost_Model fleet economics)
OpEx/GW: Legacy H100 ($B) | 5.631 | 5.631 | 5.631 | 5.631 | 5.631 | 5.631 | 5.631 | Est: $20B CapEx, 5yr depr + $0.63B elec + $1.0B maint
OpEx/GW: GB200 NVL72 ($B) | 7.0544 | 7.0544 | 7.0544 | 7.0544 | 7.0544 | 7.0544 | 7.0544 | Linked from DC_Cost_Model GB200 section (D184 / 1GW)
OpEx/GW: VR NVL72 ($B) | 9.2982 | 9.2982 | 9.2982 | 9.2982 | 9.2982 | 9.2982 | 9.2982 | Linked from DC_Cost_Model VR section (D88 / 1GW)
Fleet-Weighted DC OpEx ($B) | 2.2524 | 7.5725 | 18.3369 | 30.2636 | 43.6841 | 57.3918 | 79.0345 | Σ(GW × fleet_share × OpEx/GW) per hardware type
COGS / DC OpEx Ratio | 78% | 115.9% | 76% | 76% | 76% | 76% | 76% | ← Adjustable. Captures inference share + Azure markup + non-compute COGS. Calibrated to 2025 actual.
Bottom-Up COGS ($B) | 1.7569 | 8.777 | 13.9361 | 23.0004 | 33.1999 | 43.6177 | 60.0662 | Fleet DC OpEx × COGS ratio
→ Implied Gross Margin | 52.52% | 33% | 61.29% | 69.37% | 76.54% | 81.63% | 82.84% | 1 - COGS / Gross Revenue (bottom-up)
Income Statement
Revenue (gross) | 3.7 | 13.1 | 36 | 75.1 | 141.5 | 237.4 | 350 | 2024-2025 actual; 2026+ from growth assumptions
Less: MS Revenue Share | -0.74 | -2.62 | -7.2 | -13.1425 | -21.225 | -29.675 | -35 | Revenue share paid to Microsoft
Net Revenue | 2.96 | 10.48 | 28.8 | 61.9575 | 120.275 | 207.725 | 315 | Gross revenue minus MS share
Cost of Revenue (COGS) | -1.7569 | -8.777 | -13.9361 | -23.0004 | -33.1999 | -43.6177 | -60.0662 | From bottom-up DC cost model (row 59)
Gross Profit | 1.2031 | 1.703 | 14.8639 | 38.9571 | 87.0751 | 164.1073 | 254.9338 | Net Revenue less COGS
Gross Margin | 40.65% | 16.25% | 51.61% | 62.88% | 72.4% | 79% | 80.93% | On NET revenue basis (after MS share); differs from C46 which is on gross revenue
R&D Expense | -2.516 | -6.681 | -14.4 | -22.53 | -35.375 | -47.48 | -52.5 | Training compute, research staff, model dev
S&M Expense | -0.999 | -1.965 | -4.32 | -7.51 | -11.32 | -15.431 | -17.5 | Sales, marketing, user acquisition
G&A Expense | -0.296 | -0.786 | -1.8 | -3.3795 | -5.66 | -8.309 | -10.5 | Legal, admin, finance, office
SBC Expense | -2.516 | -2.489 | -4.32 | -6.759 | -8.49 | -10.683 | -10.5 | Stock-based compensation
Total OpEx (incl. COGS) | -8.0839 | -20.698 | -38.7761 | -63.1789 | -94.0449 | -125.5207 | -151.0662 | COGS + R&D + S&M + G&A + SBC
Operating Income (Loss) | -5.1239 | -10.218 | -9.9761 | -1.2214 | 26.2301 | 82.2043 | 163.9338 | Net Revenue less Total OpEx
Operating Margin (on net rev) | -173.1% | -97.5% | -34.64% | -1.971% | 21.81% | 39.57% | 52.04%
Disclosed Cash Burn (actual) | -5 | -8 | -25 | -57 |  |  | 39 | Actual/projected disclosed cash burn
Free Cash Flow — 2024-25: legacy formula; 2026-30: v3 cash bridge (FT_Sep2026 row 46) | -7.6079 | -22.729 | -55.1642 | -66.0703 | -91.0655 | -60.2702 | -4.3158 | v3: cash basis (no depreciation double count) with full $856B compute & infra; 2024–25 keep legacy OpInc−CapEx+SBC (historical, not re-based)
Δ vs Disclosed | -2.6079 | -14.729 | -30.1642 | -9.0703 |  |  | -43.3158 | Variance vs Feb-2026 vintage (only years disclosed individually)
Cum. FCF 2026–30: v3 vs Jul-2026 deck (−$278B) | 2024A: -276.886; 2025A: 1.114 | B = v3 cumulative; C = v3 minus deck (+ = v3 less negative)
Section 4: Infrastructure Spend Waterfall & Compute Ramp
Metric | 2024A | 2025A | 2026E | 2027E | 2028E | 2029E | 2030E | Source / Note
Annual CapEx ($B) | 5 | 15 | 40 | 60 | 100 | 125 | 150 | From assumptions; ~$600B cumulative by 2030
Cumulative CapEx ($B) | 5 | 20 | 60 | 120 | 220 | 345 | 495 | Running total of cumulative CapEx
Compute Capacity, FY Avg (GW) | 0.4 | 1.25 | 2.7 | 4 | 5.125 | 6.375 | 8.5 | FY average capacity (from Section 1); used for COGS and revenue-per-GW matching
Compute Capacity, Year-End (GW) | 0.6 | 1.9 | 3.5 | 4.5 | 5.75 | 7 | 10 | Year-end capacity; used for CapEx per GW calculation
CapEx per GW ($B/GW) | 8.3333 | 11.5385 | 25 | 60 | 80 | 100 | 50 | Marginal CapEx per NEW GW deployed (Annual CapEx / New GW added)
Our 1 GW Model CapEx for reference | 2025A: 43.2342 | DC_Cost_Model CapEx for 1 GW VR NVL72
Fleet Composition (est.)
Legacy (H100/A100) share | 100% | 70% | 50% | 35% | 15% | 5% | 0% | Legacy fleet phased out as VR NVL72 ramps
GB200 NVL72 share | 0% | 30% | 30% | 20% | 10% | 5% | 0% | Blackwell era; deployed mid-2025
Vera Rubin NVL72 share | 0% | 0% | 20% | 45% | 75% | 90% | 100% | First VR deployment H2 2026; dominant by 2028+
Effective VR-equiv Capacity (GW) | 0.1 | 0.36341 | 1.19 | 2.4586 | 4.2336 | 5.9401 | 8.5 | Weighted inference eff: H100=0.25x, GB200≈0.39x (output tok/s ratio from TL_Param), VR=1.0x
Revenue per GW ($B/GW) | 9.25 | 10.48 | 13.3333 | 18.775 | 27.6098 | 37.2392 | 41.1765 | Revenue generation efficiency per GW
Revenue per VR-equiv GW ($B/GW-eq) | 37 | 36.0473 | 30.2529 | 30.5457 | 33.4228 | 39.9653 | 41.1765 | Normalized for hardware generation efficiency
Our 1 GW Model Revenue ($B) | 2025A: 1279.6304 | From Revenue_Model total annual revenue (theoretical max)
Section 5: Valuation Sanity Check & DC-Backed Analysis
Metric | 2024A: Value; 2025A: Unit | Note
Valuation Multiples
Post-Money Valuation | 2024A: 852; 2025A: $B | Mar-2026 close: $730B pre + $122B raised
EV / 2025 Revenue | 2024A: 65.0382 | On actual 2025 revenue ($13.1B)
EV / 2025 ARR (exit rate) | 2024A: 42.6 | On $20B exit ARR
EV / 2026E Revenue | 2024A: 23.6667 | On projected 2026 revenue
EV / 2030E Revenue | 2024A: 2.4343 | On projected 2030 revenue
For reference: typical high-growth SaaS | 2024A: 15-25x; 2025A: rev | Top-quartile SaaS companies trade 15-25x ARR
EV / 2030E Revenue at new-round talks | 2024A: 3.4286 | ≥$1.2T / 2030E revenue
Implied 2030 Valuation (at various multiples)
At 10x 2030E Revenue | 2024A: 3500; 2025A: $B | Conservative multiple for scaled tech
At 15x 2030E Revenue | 2024A: 5250; 2025A: $B | Moderate growth premium
At 20x 2030E Revenue | 2024A: 7000; 2025A: $B | High-growth platform premium
Return from $852B (at 15x) | 2024A: 516.2% | ~4yr holding return for Feb 2026 investors
DC-Backed Reality Check
Our 1 GW VR72 Model: Theoretical Max Rev ($B/yr) | 2024A: 1279.6304 | From Revenue_Model (already embeds 70% util × 99.5% uptime; market API pricing)
OpenAI 2030E Rev Target ($B/yr) | 2024A: 350 | Projected from growth curve
GW of VR-equiv needed for 2030E target at our $/GW-eq | 2024A: 0.27352; 2025A: GW-eq | 2030E target (B128) / theoretical rev per VR-equiv GW
Utilization-adjusted GW needed (60% util) | 2024A: 0.45586; 2025A: GW-eq | ⚠ B127 already embeds 70% util; dividing by 0.6 again double-counts — retained pending modeling decision
Raw GW at mixed fleet for 2030 | 2024A: 8.5; 2025A: GW | Stargate 10 GW target (all VR by 2030)
Utilization Required to Hit 2030E Target @ FY-avg GW | 2024A: 3.218% | What utilization is needed at 10 GW all-VR
Gap: Rev Target vs DC Capacity
If util = 60% | 2024A: 6526.1149; 2025A: $B achievable | Theoretical revenue at 60% utilization, 10 GW VR
Surplus/(Shortfall) vs 2030E target | 2024A: 6176.1149; 2025A: $B | Positive = excess capacity; negative = need more infra or pricing
Section 6: Revenue-per-GW Analysis & 2030 Feasibility
Metric | 2024A: Value; 2025A: Unit | Note
Revenue per GW (actual 2025)
Revenue ($B) | 2024A: 13.1 | $13.1B actual 2025
Raw Compute (GW) | 2024A: 1.25 | FY2025 avg: midpoint of 0.6 GW (end-2024) and 1.9 GW (end-2025)
Revenue / Raw GW | 2024A: 10.48; 2025A: $B/GW | FY revenue / FY-avg GW; more accurate than dividing by year-end capacity
VR-equiv GW | 2024A: 0.36341 | VR-eq GW (FY-avg fleet, factor from fleet mix ×TL_Param ratio; H100=0.25x, GB200≈0.39x)
Revenue / VR-equiv GW | 2024A: 36.0473; 2025A: $B/GW-eq | Normalized for hardware generation efficiency; key metric
Revenue Mix (annualized run-rate, Feb 2026)
Consumer Subscriptions | 2024A: 64%; 2025A: % of rev; 2026E: 12.8; 2027E: $B (ARR) | Linked from Section 7D; run-rate basis (Feb 2026)
API Revenue (dev + enterprise) | 2024A: 36%; 2025A: % of rev; 2026E: 7.2; 2027E: $B (ARR) | Linked from Section 7D; includes enterprise + licensing
Licensing & Partnerships | 2024A: 0%; 2025A: % of rev; 2026E: 0; 2027E: $B (ARR) | Folded into API share on ARR basis (licensing bundled with enterprise)
2030 Revenue Feasibility (10 GW Stargate)
2030 Target Revenue | 2024A: 350; 2025A: $B | Jul-2026 deck (was $280B Feb-2026)
2030 Compute (GW, all VR) | 2024A: 8.5; 2025A: GW | Stargate 10 GW target, all Vera Rubin by 2030
Required Rev / GW (raw) | 2024A: 41.1765; 2025A: $B/GW | 2030E target / FY-avg GW
Current Rev / Raw GW (2025) | 2024A: 10.48; 2025A: $B/GW | 2025 baseline
Required improvement (raw) | 2024A: 292.9% | How much more revenue per GW needed vs 2025
BUT: 10 GW all-VR vs 1.9 GW mixed legacy
VR NVL72 is ~3× more perf/watt than current fleet avg
Effective capacity (VR-eq): 10 GW × 1.0 | 2024A: 8.5; 2025A: GW-eq | All VR = 1.0× multiplier (vs 0.35× for legacy)
Required Rev / VR-equiv GW | 2024A: 41.1765; 2025A: $B/GW-eq | 2030E target / VR-eq GW
Current Rev / VR-equiv GW (2025) | 2024A: 36.0473; 2025A: $B/GW-eq | 2025 baseline on VR-normalized basis
Required improvement (VR-normalized) | 2024A: 14.23% | Improvement needed in revenue/GW-eq from 2025 to 2030
Feasibility Drivers
Higher enterprise API share (35% → 50%) | 2024A: +; 2025A: Higher ARPU per GW | Enterprise pays API rates, not flat subscription
AI Agents (autonomous tasks) | 2024A: +; 2025A: New revenue stream | 10-100× more tokens/task; premium pricing
Ads revenue ($25B target by 2030) | 2024A: +; 2025A: Net new revenue | Evercore: $25B ad rev by 2030 from ChatGPT ads
Price compression from competition | 2024A: –; 2025A: Headwind | DeepSeek, Gemini Flash, open-source pressure on API pricing
Free-tier compute cost (95% users don't pay) | 2024A: –; 2025A: Drag on $/GW | Only ~5% of WAU are paid subscribers
KEY INSIGHT
2030E target $350B @ 8.5 GW FY-avg requires $41.2B/GW (raw) vs $10.5B/GW in 2025
Section 7: Token Volume Simulation by Segment (FY2025 Actual, $13.1B Revenue)
7A. Pricing Assumptions by Segment | 2024A: Consumer Subs; 2025A: API (dev + ent); 2026E: Unit | Note
(Pricing assumptions — hardcoded) | [7 empty] | FY2025 pricing assumptions (hardcoded values)
Input Token Price | 2024A: 0; 2025A: 2.5; 2026E: $/M tokens | Linked from Section 7A
Output Token Price | 2024A: 0; 2025A: 10; 2026E: $/M tokens | Linked from Section 7A
Input:Output Token Ratio | 2024A: 3; 2025A: 5; 2026E: x | Linked from Section 7A
7B. Consumer Subscription Token Estimation (FY2025 Actual)
7B-i. Subscriber Tier Breakdown (FY2025 Average)
Tier | Subscribers (M) | Monthly Fee ($) | Annual Rev ($B) | % of Paid Subs | % of Sub Rev |  |  | Source / Note
Free | 600 | 0 | 0 | n/a | 0% |  |  | FY2025 avg: ~200M WAU (Jan) → 900M (Dec); mid-point ~600M
Go | 2 | 8 | 0.192 | 8.889% | 2.273% |  |  | Launched late 2025; ~2M avg for FY (mostly Q4)
Plus | 18 | 20 | 4.32 | 80% | 51.14% |  |  | Core paid tier; ~10M mid-2025, ~38M Feb 2026; ~18M FY avg
Pro | 1.5 | 200 | 3.6 | 6.667% | 42.61% |  |  | Launched Dec 2024; ramped from ~0 to ~2M; ~0.8M FY avg; unprofitable per Altman
Team / Business | 1 | 28 | 0.336 | 4.444% | 3.977% |  |  | ~1M Team seats FY avg; 9M+ biz users by Feb 2026 but mostly enterprise
TOTAL PAID CONSUMER | 2024A: 22.5; 2026E: 8.448; 2027E: 100%; 2028E: 100% | Cross-check: ~21.8M FY avg paid subs
Blended ARPU (paid subs, $/mo) | 2024A: 31.2889; 2025A: $/mo | Weighted avg fee across all paid tiers (FY2025 avg)
Free-to-Paid Conversion Rate | 2024A: 3.614% | Cross-check: ~3.5% FY avg (lower than Feb 2026 snapshot of 5.6%)
Total Consumer Sub Revenue ($B) | 2024A: 8.448; 2025A: $B | FY2025 consumer sub revenue from tier breakdown
7B-ii. Token Allocation by Tier (Compute-Budget Approach, FY2025)
Compute COGS % to consumer | 2024A: 96.84% | Derived: Consumer compute cost / Total COGS (first principles)
Eff. cost per M tokens (fleet-weighted) | 2024A: 0.15437; 2025A: $/M tokens | VR NVL72 cost ($0.316) ÷ fleet VR-equiv factor (C33=0.27); H100 fleet much less efficient
Consumer compute budget ($B) | 2024A: 8.4993; 2025A: $B | First principles: Total COGS (C59) minus API compute cost (C235 × fleet cost)
Total Consumer Tokens (M/yr) | 2024A: 55057533037.5184; 2025A: M tokens/yr | Consumer compute budget / cost per M tokens
Token Share by Tier | Tok/Sub/Day | Token Share | Tokens (M/yr) | I:O Ratio | Usage Weight |  |  | Note
Free | 3430 | 55.41% | 751170000 | 2 | 55.41% |  |  | ~4 queries/active day; 2 active days/wk avg; light model; rate-limited
Go | 16000 | 0.8615% | 11680000 | 2.5 | 0.8615% |  |  | ~6 queries/active day; 4 days/wk; budget-conscious; GPT-4o level
Plus | 53570 | 25.96% | 351954900 | 3 | 25.96% |  |  | ~12 queries/active day; 5 days/wk; GPT-4o/Thinking; longer context
Pro | 411430 | 16.62% | 225257925 | 4 | 16.62% |  |  | ~40 queries/active day; 6 days/wk; GPT-5 Pro Thinking; heavy context
Team / Business | 42860 | 1.154% | 15643900 | 3.5 | 1.154% |  |  | ~10 queries/active day; 5 days/wk; workspace collaboration features
TOTAL | 2024A: 527290; 2025A: 100%; 2026E: 1355706725; 2028E: 100% | Bottom-up total from per-tier usage × subscribers
Eff. $/M tok (paid consumer only) | 2024A: 13.9743; 2025A: $/M tokens | Revenue per M tokens from paid tiers only (excl. free)
Eff. $/M tok (all consumer incl. free) | 2024A: 6.2314; 2025A: $/M tokens | Diluted by free-tier compute; true revenue yield per token served
Cost per M Tokens (fleet-weighted) | 2024A: 0.15437; 2025A: $/M tokens | Fleet-weighted cost (H100/GB200 mix); much higher than VR-only
Free Tier % of Total Consumer Tokens | 2024A: 55.41% | Free users consume tokens but generate $0 sub revenue
7C. API Token Estimation (FY2025 Actual) — Bottom-Up by Customer Tier
7C-i. API Customer Tier Breakdown (FY2025 Average)
Tier | Customers (K) | Avg Monthly Spend ($) | Annual Rev ($B) | % of API Cust | % of API Rev |  |  | Source / Note
Free / Hobbyist Devs | 2000 | 3 | 0.072 | 86.57% | 1.109% |  |  | 2M devs (2023) → 4M (Oct 2025 DevDay, Sam Altman); mostly free/Tier 1
Small App / Startup | 250 | 80 | 0.24 | 10.82% | 3.697% |  |  | Small SaaS integrations, chatbots, internal tools; Tier 2-3 spend range
Mid-Market / Growth | 50 | 1500 | 0.9 | 2.164% | 13.86% |  |  | Production apps with real traffic; Tier 3-4; mix of frontier + batch
Enterprise Direct | 10 | 20000 | 2.4 | 0.4328% | 36.97% |  |  | Large orgs; committed throughput (Scale Tier); 10-50% vol discounts (OpenAI docs)
Hyperscale / Strategic | 0.3 | 800000 | 2.88 | 0.01299% | 44.36% |  |  | Top ~300: Shopify, Notion, Snap, etc.; custom deals, committed throughput
TOTAL API CUSTOMERS | 2024A: 2310.3; 2026E: 6.492; 2027E: 100%; 2028E: 100% | Cross-check: 3M devs (FY avg); 1M+ biz customers (OpenAI Dec 2025)
Annual API Revenue ($B) | 2024A: 6.492; 2025A: $B | Sum of tier revenues; should match C5 - consumer sub revenue
Target API Revenue ($B) | 2024A: 4.652; 2025A: $B | FY2025 revenue ($13.1B) minus consumer sub revenue ($6.768B)
Calibration Factor | 2024A: 0.71657 | Scale factor to reconcile tier estimates with actual; applied to token totals below
7C-ii. Token Derivation by Tier
Tier | Eff. Blended Rate ($/M) | Tokens (M/yr) | I:O Ratio | Input (M/yr) | Output (M/yr) |  |  | Note
Free / Hobbyist Devs | 0.5 | 103186691.3124 | 4 | 82549353.0499 | 20637338.2625 |  |  | ~all GPT-4o-mini/3.5; $0.15/$0.60 blended $0.24/M; rounded to $0.30 incl. some 4o
Small App / Startup | 1.8 | 95543232.6967 | 5 | 79619360.5805 | 15923872.1161 |  |  | 60% mini + 40% GPT-4o; RAG chatbots with moderate context
Mid-Market / Growth | 3.2 | 201536506.4695 | 5 | 167947088.7246 | 33589417.7449 |  |  | Frontier models (4o, o3); some batch API at 50% off; production scale
Enterprise Direct | 3 | 573259396.1799 | 5 | 477716163.4833 | 95543232.6967 |  |  | Vol discounts 10-50% (OpenAI Scale Tier docs); committed throughput
Hyperscale / Strategic | 2.5 | 825493530.4991 | 5 | 687911275.4159 | 137582255.0832 |  |  | Custom enterprise deals; deepest discounts; multi-year commitments
TOTAL API | 2.5859 | 1799019357.1575 | 4.932 | 1495743241.2542 | 303276115.9033 |  |  | Calibrated to actual API revenue ($6.332B)
Cross-Check: API Throughput (disclosed)
Disclosed API throughput (Oct 2025) | 2024A: 6000; 2025A: M tokens/min | Sam Altman, OpenAI DevDay, Oct 6 2025; up 20× from 300M/min in 2023
Annualized at Oct rate (T/yr) | 2024A: 3153.6; 2025A: T tokens/yr | Raw compute throughput; includes reasoning tokens, retries, caching, non-billable
FY2025 avg rate (est.) | 2024A: 5000; 2025A: M tokens/min | Jan ~1.5B/min → Oct 6B/min → Dec ~8B; ~3.5B FY weighted avg
FY2025 avg annualized (T/yr) | 2024A: 2628; 2025A: T tokens/yr | Total compute tokens processed through API infrastructure
Overhead Multiplier (compute / billable) | 2024A: 1.4608 | Compute tokens ÷ billable tokens; >1× = reasoning, caching, safety, batch overhead
7C-iii. COGS Cross-Check (Bottom-Up vs DC Fleet Capacity)
Bottom-up consumer tokens (from tiers) | 2024A: 1355706725; 2025A: M/yr | Sum of per-tier Tok/Sub/Day × Subscribers × 365
COGS-implied consumer capacity (from DC fleet) | 2024A: 55057533037.5184; 2025A: M/yr | Consumer COGS / fleet cost per M token = total DC capacity for consumer
Overhead Multiplier (DC capacity / user-facing tokens) | 2024A: 40.6117 | DC capacity ÷ user-facing tokens; >1× = overhead from safety, eval, redundancy
Interpretation: ~5-7× overhead is plausible for:
• Safety/moderation classifiers on every I/O (~30%) | [7 empty] | Content filter model runs per query; adds ~30% compute per request
• RLHF reward models & eval loops (~20%) | [7 empty] | Continuous quality scoring; runs reward model on outputs
• Training compute + redundancy/failover/staging (~200%+) | [7 empty] | Consumer budget = COGS minus API; absorbs training share + HA/staging overhead
7D. TOTAL TOKEN VOLUME SUMMARY (FY2025 Actual, $13.1B Revenue)
Segment | Input Tokens (M/yr) | Output Tokens (M/yr) | Total Tokens (M/yr) | Revenue ($B) | % of Tokens | Eff. $/M tok
Consumer Subscriptions | 965462849.9206 | 390243875.0794 | 1355706725 | 8.448 | 42.97% | 6.2314
API (dev + enterprise) | 1495743241.2542 | 303276115.9033 | 1799019357.1575 | 4.652 | 57.03% | 2.5859
TOTAL | 2461206091.1748 | 693519990.9827 | 3154726082.1575 | 13.1 | 100% | 4.1525
Input:Output Ratio (overall) | 2024A: 3.5489; 2025A: x
Total Tokens (Trillions) | 2024A: 3154.7261; 2025A: T tokens/yr
Section 8: Token Volume Simulation by Segment (FY2026E, $32.75B Revenue)
8A. Pricing Assumptions by Segment (2026E) | 2024A: Consumer Subs; 2025A: API (dev + ent); 2026E: Unit | Note
(2026E pricing — API deflation + agentic model mix shift)
Input Token Price | 2024A: 0; 2025A: 1.75; 2026E: $/M tokens | GPT-5.2 $1.75/M input (was $2.50 GPT-4o); 30% deflation from Grok/DeepSeek pressure
Output Token Price | 2024A: 0; 2025A: 10; 2026E: $/M tokens | GPT-5.2 $14/M but blended w/ mini ($2) → eff. ~$10/M; reasoning tokens inflate output volume
Input:Output Token Ratio | 2024A: 2.5; 2025A: 4; 2026E: x | Agentic shifts I:O toward output — more reasoning tokens, longer tool-use chains vs 2025
8B. Consumer Subscription Token Estimation (FY2026E)
8B-i. Subscriber Tier Breakdown (FY2026E Average)
Tier | Subscribers (M) | Monthly Fee ($) | Annual Rev ($B) | % of Paid Subs | % of Sub Rev |  |  | Source / Note
Free | 1100 | 0 | 0 | n/a | 0% |  |  | FY2026 avg WAU: 900M (Jan) → ~1.3B (Dec); ~1.1B avg. Ads testing begins.
Go | 6 | 8 | 0.576 | 10.26% | 2.913% |  |  | Budget tier ramp: 2M (Jan) → 14M (Dec); ~8M FY avg. Key growth in emerging markets.
Plus | 40 | 20 | 9.6 | 68.38% | 48.54% |  |  | Core tier: 38M (Jan) → ~60M (Dec); ~50M FY avg. Codex access drives retention.
Pro | 2.5 | 200 | 6 | 4.274% | 30.34% |  |  | Power users + devs: ~2M (Jan) → 4M (Dec); ~3M FY avg. Codex unlimited drives adoption.
Team / Business | 10 | 30 | 3.6 | 17.09% | 18.2% |  |  | 9M biz users (Feb) → ~15M (Dec); ~12M FY avg. Enterprise seats 9× YoY cont'd.
TOTAL PAID CONSUMER | 2024A: 58.5; 2026E: 19.776; 2027E: 100%; 2028E: 100%
Blended ARPU (paid subs, $/mo) | 2024A: 28.1709; 2025A: $/mo | Weighted avg fee; higher than 2025 ($25.87) due to Pro + Business tier growth
Free-to-Paid Conversion Rate | 2024A: 5.05% | FY2026 avg; up from 3.5% (2025) toward 8.5% (2030 target). Codex + agents drive conversion.
Total Consumer Sub Revenue ($B) | 2024A: 19.776; 2025A: $B
8B-ii. Token Allocation by Tier (Agentic-Adjusted, FY2026E)
Compute COGS allocated to consumer | 2024A: 65%; 2025A: % of DC COGS | Assumed 65%; 2025 first-principles derived ≈48% (B199). Methodology switch 2025 (derived) → 2026E+ (assumed) — review as assumption
Eff. cost per M tokens (fleet-weighted) | 2024A: 0.10183; 2025A: $/M tokens | VR cost ($0.316) ÷ 2026E fleet VR-equiv factor (D103); improving fleet still costly
Consumer compute budget ($B) | 2024A: 9.0584; 2025A: $B | 2026E COGS (D60) × consumer share; total COGS = $13.9B → consumer $9.1B
Total Consumer Tokens (M/yr) | 2024A: 88955224814.7068; 2025A: M tokens/yr | Consumer compute budget / cost per M tokens
Token Share by Tier | Tok/Sub/Day | Token Share | Tokens (M/yr) | I:O Ratio | Usage Weight |  |  | Note
Free | 5000 | 42.64% | 2007500000 | 2 | 42.64% |  |  | GPT-5 access + ads support longer sessions; ~6 queries/day × 3K tok × 2/7 active. +46% vs 2025.
Go | 25000 | 1.163% | 54750000 | 2.5 | 1.163% |  |  | Budget power users; ~10 queries/day × 4K tok × 4/7 active. +56% vs 2025 (model improvements).
Plus | 110000 | 34.11% | 1606000000 | 2.5 | 34.11% |  |  | Codex + Operator + Deep Research → ~25 queries/day × 6K tok × 5/7; 2× vs 2025. Agentic heavy.
Pro | 800000 | 15.5% | 730000000 | 3 | 15.5% |  |  | Full-time Codex devs; ~60 queries/day × 18K tok × 6/7. +94% vs 2025. Still unprofitable per Altman.
Team / Business | 85000 | 6.589% | 310250000 | 3 | 6.589% |  |  | Enterprise agents (Frontier platform); ~20 queries/day × 6K tok × 5/7. +98% vs 2025.
TOTAL | 2024A: 1025000; 2025A: 100%; 2026E: 4708500000; 2028E: 100%
Eff. $/M tok (paid consumer only) | 2024A: 7.3217; 2025A: $/M tokens | Revenue per M tokens from paid tiers only (excl. free)
Eff. $/M tok (all consumer incl. free) | 2024A: 4.2001; 2025A: $/M tokens | Diluted by free-tier compute; compare to 2025 ($5.41 paid, $5.41 all)
Cost per M Tokens (fleet-weighted) | 2024A: 0.10183; 2025A: $/M tokens | From 8B-ii row 289; fleet still legacy-heavy but improving
Free Tier % of Total Consumer Tokens | 2024A: 42.64% | Down from 60% (2025) — paid subs grow faster + agentic usage disproportionately paid
8B-iii. COGS Cross-Check (Bottom-Up vs DC Fleet Capacity, 2026E)
Bottom-up consumer tokens (from tiers) | 2024A: 4708500000; 2025A: M/yr | Sum of per-tier Tok/Sub/Day × Subscribers × 365 (from 8B-ii)
COGS-implied consumer capacity (from DC fleet) | 2024A: 88955224814.7068; 2025A: M/yr | Consumer COGS ($9.1B) / fleet cost per M token ($0.278) = DC capacity for consumer
Overhead Multiplier (DC capacity / user-facing tokens) | 2024A: 18.8925
Interpretation: overhead vs 2025 (~5.7×): | [7 empty] | Compare to 2025: 5.7× overhead. Lower = fleet more efficient or consumer share better estimated
• Fleet efficiency improving (20% VR NVL72 vs 0% in 2025) | [7 empty] | VR NVL72 is ~3× more efficient than H100; fleet improving from 100% legacy → 50/30/20 mix
• But agentic workloads add reasoning token overhead (~3-5× visible tokens) | [7 empty] | GPT-5.4 reasoning chains, Codex multi-step, Operator tool-use → hidden compute multiplier
• Safety classifiers + RLHF + training share still ~2-3× of user-facing tokens | [7 empty] | Safety/moderation + reward models + eval loops + training compute still significant
8C. API Token Estimation (FY2026E) — Bottom-Up by Customer Tier
8C-i. API Customer Tier Breakdown (FY2026E Average)
Tier | Customers (K) | Avg Monthly Spend ($) | Annual Rev ($B) | % of API Cust | % of API Rev |  |  | Source / Note
Free / Hobbyist Devs | 2552.5488 | 3.1907 | 0.097733 | 86.1% | 0.7533% |  |  | 4M (DevDay Oct 2025) → 6M; ~4M FY avg active. Codex free tier drives signups.
Small App / Startup | 319.0686 | 95.7206 | 0.3665 | 10.76% | 2.825% |  |  | 2× from 250K; agentic apps (chatbots, AI assistants) proliferate. ~$150/mo avg.
Mid-Market / Growth | 76.5765 | 1914.4116 | 1.7592 | 2.583% | 13.56% |  |  | 2.4× from 50K; agentic workflows in production. GPT-5 + Codex API. ~$3K/mo.
Enterprise Direct | 15.9534 | 25525.4879 | 4.8866 | 0.5381% | 37.66% |  |  | 2.5× from 10K; Frontier platform + AgentKit. 92% F500 → deeper integration. $40K/mo.
Hyperscale / Strategic | 0.51051 | 957205.797 | 5.864 | 0.01722% | 45.2% |  |  | ~800 top customers (up from 300); SoftBank $3B/yr deal, Shopify, etc. $1.5M/mo.
TOTAL API CUSTOMERS | 2024A: 2964.6578; 2026E: 12.974; 2027E: 100%; 2028E: 100%
Annual API Revenue ($B) | 2024A: 12.974; 2025A: $B
Target API Revenue ($B) | 2024A: 16.224; 2025A: $B | 2026E gross revenue (D68=$32.75B) minus consumer sub revenue
Calibration Factor | 2024A: 1.2505 | Scale factor to reconcile tier estimates with target; applied to token totals
8C-ii. Token Derivation by Tier (2026E)
Tier | Eff. Blended Rate ($/M) | Tokens (M/yr) | I:O Ratio | Input (M/yr) | Output (M/yr) |  |  | Note
Free / Hobbyist Devs | 1 | 122214689.0925 | 3 | 91661016.8193 | 30553672.2731 |  |  | ~all GPT-5-mini ($0.25/$2); hobbyist queries. Down from $0.50.
Small App / Startup | 2 | 229152542.0502 | 4 | 183322033.6401 | 45830508.41 |  |  | 60% mini + 40% GPT-5; RAG chatbots. Down from $1.80 (cheaper models).
Mid-Market / Growth | 2.8 | 785665858.4495 | 4 | 628532686.7596 | 157133171.6899 |  |  | GPT-5 ($1.25/$10) + o3 reasoning; some batch. Down from $3.20.
Enterprise Direct | 2.8 | 2182405162.3645 | 4 | 1745924129.8916 | 436481032.4729 |  |  | Vol discounts 20-40%; Scale Tier + Codex API. Down from $3.00.
Hyperscale / Strategic | 2.4 | 3055367236.8868 | 4 | 2444293789.5094 | 611073447.3773 |  |  | Deep discounts 30-50%; but frontier model usage. Down from $2.50.
TOTAL API | 2.545 | 6374805488.8433 | 3.9761 | 5093733656.62 | 1281071832.2233 |  |  | Calibrated to target API revenue
Cross-Check: API Throughput Extrapolation
Oct 2025 API throughput | 2024A: 8600; 2025A: M tokens/min | a16z/OpenRouter: OpenAI API avg ~8.6T tokens/day in Oct 2025
Annualized at Oct rate (T/yr) | 2024A: 4520.16; 2025A: T tokens/yr
2026E FY avg rate (est.) | 2024A: 15000; 2025A: M tokens/min | ~75% growth from Oct 2025; agentic + enterprise ramp.
2026E annualized (T/yr) | 2024A: 7884; 2025A: T tokens/yr | Total compute tokens (billable + overhead); our API estimate is fraction of this
Our API Billable as % of Compute | 2024A: 80.86% | Billable / compute throughput; <100% = reasoning, caching, safety overhead
8D. TOTAL TOKEN VOLUME SUMMARY (FY2026E, $32.75B Revenue)
Segment | Input Tokens (M/yr) | Output Tokens (M/yr) | Total Tokens (M/yr) | Revenue ($B) | % of Tokens | Eff. $/M tok
Consumer Subscriptions | 3304770833.3333 | 1403729166.6667 | 4708500000 | 19.776 | 42.48% | 4.2001
API (dev + enterprise) | 5093733656.62 | 1281071832.2233 | 6374805488.8433 | 16.224 | 57.52% | 2.545
TOTAL | 8398504489.9534 | 2684800998.8899 | 11083305488.8433 | 36 | 100% | 3.2481
Input:Output Ratio (overall) | 2024A: 3.1282; 2025A: x
Total Tokens (Trillions) | 2024A: 11083.3055; 2025A: T tokens/yr
8E. Year-over-Year Comparison (2025A → 2026E)
Metric | 2024A: FY2025A; 2025A: FY2026E; 2026E: YoY Growth | Note
Revenue ($B) | 2024A: 13.1; 2025A: 36; 2026E: 174.8% | 150% growth per Section 3 assumption
Total Tokens (T) | 2024A: 3154.7261; 2025A: 11083.3055; 2026E: 251.3% | Token growth outpaces revenue — price deflation + agentic volume
Blended Eff. Rate ($/M tok) | 2024A: 4.1525; 2025A: 3.2481; 2026E: -21.78% | Declining: model mix shift + API competition + sub dilution
Consumer Sub Rev ($B) | 2024A: 8.448; 2025A: 19.776; 2026E: 134.1% | Sub base 3.3× drives majority of growth
API Rev ($B) | 2024A: 4.652; 2025A: 16.224; 2026E: 248.8% | Enterprise deepening + agentic API usage
Paid Subscribers (M) | 2024A: 22.5; 2025A: 58.5; 2026E: 160% | Go tier + global expansion + Codex-driven conversion
Avg Tok/Paid Sub/Day | 2024A: 292670.4514; 2025A: 425046.5046; 2026E: 45.23% | Agentic usage drives ~2× per-user token consumption
Section 9: Token Volume Simulation by Segment (FY2027E)
9A. Pricing Assumptions by Segment (2027E) | 2024A: Consumer Subs; 2025A: API (dev + ent); 2026E: Unit | Note
(2027E pricing — continued API deflation, agentic premium emerges)
Input Token Price | 2024A: 0; 2025A: 1.25; 2026E: $/M tokens | GPT-5.x $1.25/M input; continued 30% YoY deflation. Mini models <$0.25.
Output Token Price | 2024A: 0; 2025A: 8; 2026E: $/M tokens | Reasoning token volume grows but per-token price drops; blended ~$8/M output.
Input:Output Token Ratio | 2024A: 2; 2025A: 3.5; 2026E: x | Agentic: more output (reasoning chains, code gen). API ratio declining from 4→3.5.
9B. Consumer Subscription Token Estimation (FY2027E)
9B-i. Subscriber Tier Breakdown (FY2027E Average)
Tier | Subscribers (M) | Monthly Fee ($) | Annual Rev ($B) | % of Paid Subs | % of Sub Rev |  |  | Source / Note
Free | 1500 | 0 | 0 | n/a | 0% |  |  | 1.1B→1.7B WAU; ~1.4B avg. Ads revenue emerging but small.
Go | 17 | 8 | 1.632 | 17.09% | 4.847% |  |  | Emerging markets drive growth; 8M→30M+. ~20M FY avg.
Plus | 57 | 20 | 13.68 | 57.29% | 40.63% |  |  | Core workhorse; 60M→80M; ~70M avg. Codex + agents standard.
Pro | 4.5 | 200 | 10.8 | 4.523% | 32.07% |  |  | Dev/power user tier; 4M→8M; ~6M avg. Full agentic suite.
Team / Business | 21 | 30 | 7.56 | 21.11% | 22.45% |  |  | Enterprise explodes; 15M→33M seats; ~24M avg.
TOTAL PAID CONSUMER | 2024A: 99.5; 2026E: 33.672; 2027E: 100%; 2028E: 100%
Blended ARPU (paid subs, $/mo) | 2024A: 28.201; 2025A: $/mo
Free-to-Paid Conversion Rate | 2024A: 6.221%
Total Consumer Sub Revenue ($B) | 2024A: 33.672; 2025A: $B
9B-ii. Token Allocation by Tier (Agentic-Adjusted, FY2027E)
Compute COGS allocated to consumer | 2024A: 60% | Declining: API grows faster as enterprise scales
2027E COGS ($B) | 2024A: 23.0004; 2025A: $B | Geometric mean of 2026E ($13.9B) and 2028E ($39.7B)
Eff. cost per M tokens (fleet-weighted) | 2024A: 0.073017; 2025A: $/M tokens | Interpolated fleet efficiency; VR share growing (20%→35%)
Consumer compute budget ($B) | 2024A: 13.8002; 2025A: $B
Total Consumer Tokens (M/yr) | 2024A: 189000120387.717; 2025A: M tokens/yr
Token Share by Tier | Tok/Sub/Day | Token Share | Tokens (M/yr) | I:O Ratio | Usage Weight |  |  | Note
Free | 6000 | 38.07% | 3285000000 | 2 | 38.07% |  |  | 6K; +20% vs 2026; ads + free access
Go | 30000 | 2.157% | 186150000 | 2.5 | 2.157% |  |  | 30K; +20% vs 2026; agentic starter
Plus | 140000 | 33.76% | 2912700000 | 2 | 33.76% |  |  | 140K; +27% vs 2026; Codex + agents
Pro | 900000 | 17.13% | 1478250000 | 2.5 | 17.13% |  |  | 900K; +13% vs 2026; deeper dev sessions
Team / Business | 100000 | 8.883% | 766500000 | 2.5 | 8.883% |  |  | 100K; +18% vs 2026; enterprise agents ramping
TOTAL | 2024A: 1176000; 2025A: 100%; 2026E: 8628600000; 2028E: 100%
9B-iii. COGS Cross-Check (Bottom-Up vs DC Fleet Capacity, 2027E)
Bottom-up consumer tokens (from tiers) | 2024A: 8628600000; 2025A: M/yr
COGS-implied consumer capacity (from DC fleet) | 2024A: 189000120387.717; 2025A: M/yr
Overhead Multiplier (DC capacity / user-facing tokens) | 2024A: 21.9039
9C. API Token Estimation (FY2027E) — Bottom-Up by Customer Tier
9C-i. API Customer Tier Breakdown (FY2027E Average)
Tier | Customers (K) | Avg Monthly Spend ($) | Annual Rev ($B) | % of API Cust | % of API Rev |  |  | Source / Note
Free / Hobbyist Devs | 5938.5723 | 7.1263 | 0.50784 | 85.62% | 1.887% |  |  | 5M devs; Codex free tier
Small App / Startup | 712.6287 | 178.1572 | 1.5235 | 10.27% | 5.66% |  |  | 600K small apps; $150/mo
Mid-Market / Growth | 237.5429 | 3563.1434 | 10.1568 | 3.425% | 37.74% |  |  | 200K orgs; $3K/mo
Enterprise Direct | 47.5086 | 21378.8601 | 12.1882 | 0.6849% | 45.28% |  |  | 40K enterprise; $18K/mo
Hyperscale / Strategic | 0.035631 | 5938572.2578 | 2.5392 | 0.0005137% | 9.434% |  |  | 30 hyperscale; $5M/mo
TOTAL API CUSTOMERS | 2024A: 6936.288; 2026E: 26.9155; 2027E: 100%; 2028E: 100%
Annual API Revenue ($B) | 2024A: 26.9155; 2025A: $B
Target API Revenue ($B) | 2024A: 41.428; 2025A: $B | 2027E rev (interpolated) minus consumer sub revenue
Calibration Factor | 2024A: 1.5392
9C-ii. Token Derivation by Tier (2027E)
Tier | 1 | Tokens (M/yr) | I:O Ratio | Input (M/yr) | Output (M/yr) |  |  | $1.00/M blended; mini models
Free / Hobbyist Devs | 1.8 | 434255769.327 | 3 | 325691826.9953 | 108563942.3318 |  |  | $1.80/M blended; standard
Small App / Startup | 3 | 781660384.704 | 3.5 | 607958076.992 | 173702307.712 |  |  | $3.80/M blended; frontier reasoning
Mid-Market / Growth | 2.8 | 5583288462.234 | 3.5 | 4342557692.8487 | 1240730769.3853 |  |  | $3.00/M blended; enterprise
Enterprise Direct | 2.4 | 7816603846.7876 | 3.5 | 6079580769.7237 | 1737023077.0639 |  |  | $2.50/M blended; custom
Hyperscale / Strategic | 1.8 | 2171278630.3078 | 3.5 | 1688772268.0171 | 482506362.2906 |  |  | Deepest discounts; custom pricing. ~$1.30/M.
TOTAL API | 2.4678 | 16787087093.3604 | 3.4855 | 13044560634.5768 | 3742526458.7836
Assumed Blended API Rate ($/M) | 2024A: 2.4678 | Revenue-weighted including reasoning output premium. Overrides tier sum.
9D. TOTAL TOKEN VOLUME SUMMARY (FY2027E)
Segment | Input Tokens (M/yr) | Output Tokens (M/yr) | Total Tokens (M/yr) | Revenue ($B) | % of Tokens | Eff. $/M tok |  | Eff. $/M tok
Consumer Subscriptions | 5868157142.8571 | 2760442857.1429 | 8628600000 | 33.672 | 33.95% | 3.9024 |  | 3.9024
API (dev + enterprise) | 13056623294.8358 | 3730463798.5245 | 16787087093.3604 | 41.428 | 66.05% | 2.4678 |  | 2.4678
TOTAL | 18924780437.693 | 6490906655.6674 | 25415687093.3604 | 75.1 | 100% | 2.9549 |  | 2.9549
Total Tokens (Trillions) | 2024A: 25415.6871; 2025A: T tokens/yr
Section 10: Token Volume Simulation by Segment (FY2028E, $112.1B Revenue)
10A. Pricing Assumptions by Segment (2028E) | 2024A: Consumer Subs; 2025A: API (dev + ent); 2026E: Unit | Note
Input Token Price | 2024A: 0; 2025A: 0.8; 2026E: $/M tokens | GPT-6-mini at $0.08/M; frontier at $0.80/M. Massive deflation.
Output Token Price | 2024A: 0; 2025A: 6; 2026E: $/M tokens | Reasoning output premium remains but volume-weighted much lower.
Input:Output Token Ratio | 2024A: 1.8; 2025A: 3; 2026E: x
10B. Consumer Subscription Token Estimation (FY2028E)
10B-i. Subscriber Tier Breakdown (FY2028E Average)
Tier | Subscribers (M) | Monthly Fee ($) | Annual Rev ($B) | % of Paid Subs | % of Sub Rev |  |  | Source / Note
Free | 2300 | 0 | 0 | n/a | 0% |  |  | 1.8B WAU; AI companion ubiquitous.
Go | 38 | 8 | 3.648 | 20.65% | 5.98% |  |  | 42M; budget tier growing; 35M→50M avg.
Plus | 96 | 20 | 23.04 | 52.17% | 37.77% |  |  | 112M; core tier; 90M→135M avg. Deep agentic.
Pro | 8 | 200 | 19.2 | 4.348% | 31.47% |  |  | 9M; dev/power tier; autonomous dev suites.
Team / Business | 42 | 30 | 15.12 | 22.83% | 24.78% |  |  | 48M seats; enterprise AI standard; 40M→55M avg.
TOTAL PAID CONSUMER | 2024A: 184; 2026E: 61.008; 2027E: 100%; 2028E: 100%
Blended ARPU (paid subs, $/mo) | 2024A: 27.6304
Free-to-Paid Conversion Rate | 2024A: 7.407%
Total Consumer Sub Revenue ($B) | 2024A: 61.008; 2025A: $B
10B-ii. Token Allocation by Tier (FY2028E)
Compute COGS allocated to consumer | 2024A: 55%
2028E COGS ($B) | 2024A: 33.1999; 2025A: $B
Eff. cost per M tokens (fleet-weighted) | 2024A: 0.054329; 2025A: $/M tokens | 75% VR NVL72 fleet; substantially lower cost
Consumer compute budget ($B) | 2024A: 18.2599
Total Consumer Tokens (M/yr) | 2024A: 336098051725.4
Token Share by Tier | Tok/Sub/Day | Token Share | Tokens (M/yr) | I:O Ratio | Usage Weight |  |  | Note
Free | 7000 | 35.13% | 5876500000 | 1.8 | 35.13% |  |  | 7K; +17% vs 2027; companion standard
Go | 35000 | 2.902% | 485450000 | 2 | 2.902% |  |  | 35K; +17% vs 2027; daily agent tasks
Plus | 160000 | 33.52% | 5606400000 | 1.8 | 33.52% |  |  | 160K; +14% vs 2027; multi-agent daily
Pro | 1000000 | 17.46% | 2920000000 | 2 | 17.46% |  |  | 1M; +11% vs 2027; autonomous dev
Team / Business | 120000 | 11% | 1839600000 | 2 | 11% |  |  | 120K; +20% vs 2027; Frontier platform
TOTAL | 2025A: 100%; 2026E: 16727950000; 2028E: 100%
10B-iii. COGS Cross-Check (FY2028E)
Bottom-up consumer tokens | 2024A: 16727950000; 2025A: M/yr
COGS-implied consumer capacity | 2024A: 336098051725.4; 2025A: M/yr
Overhead Multiplier | 2024A: 20.092
10C. API Token Estimation (FY2028E)
Tier | Customers (K) | Avg Monthly Spend ($) | Annual Rev ($B) | % of API Cust | % of API Rev |  |  | Source / Note
Free / Hobbyist Devs | 8289.9747 | 8.29 | 0.82468 | 87.34% | 1.615% |  |  | 8M devs
Small App / Startup | 828.9975 | 259.0617 | 2.5771 | 8.734% | 5.045% |  |  | 800K small apps; $250/mo
Mid-Market / Growth | 310.874 | 5181.2342 | 19.3285 | 3.275% | 37.84% |  |  | 300K orgs; $5K/mo
Enterprise Direct | 62.1748 | 31087.405 | 23.1942 | 0.655% | 45.41% |  |  | 60K enterprise; $30K/mo
Hyperscale / Strategic | 0.051812 | 8289974.6553 | 5.1543 | 0.0005458% | 10.09% |  |  | 50 hyperscale; $8M/mo
TOTAL API | 2024A: 9492.0728; 2026E: 51.0789
Target API Revenue ($B) | 2024A: 80.492; 2025A: $B
Calibration Factor | 2024A: 1.5758
Tier | Eff. Rate ($/M) | Tokens (M/yr) | I:O Ratio | Input (M/yr) | Output (M/yr) |  |  | Note
Free / Hobbyist Devs | 2.1639 | 600574521.8997 | 2.5 | 428981801.3569 | 171592720.5428 |  |  | $0.18/M; commodity mini
Small App / Startup | 2.4043 | 1689115841.9076 | 3 | 1266836881.4307 | 422278960.4769 |  |  | $0.70/M; cheap models
Mid-Market / Growth | 2.4043 | 12668368813.9833 | 3 | 9501276610.4875 | 3167092203.4958 |  |  | $1.40/M; frontier + batch
Enterprise Direct | 2.4043 | 15202042575.8117 | 3 | 11401531931.8588 | 3800510643.9529 |  |  | $1.20/M; vol discounts
Hyperscale / Strategic | 2.4043 | 3378231579.7347 | 3 | 2533673684.801 | 844557894.9337 |  |  | $0.80/M blended; commodity
TOTAL API | 2024A: 2; 2025A: 33538333333.337; 2027E: 25132300909.9349; 2028E: 8406032423.4021 | $1.60/M blended; standard
Assumed Blended API Rate ($/M) | 2024A: 2.4 | Revenue-weighted blended rate. Reasoning premium sustains pricing.
10D. TOTAL TOKEN VOLUME SUMMARY (FY2028E, $112.1B Revenue) | [7 empty] | $2.80/M blended; enterprise
Segment | Input Tokens (M/yr) | Output (M/yr) | Total Tokens (M/yr) | Revenue ($B) | % of Tokens | Eff. $/M tok |  | $2.20/M blended; custom
Consumer Subscriptions | 10878564285.7143 | 5849385714.2857 | 16727950000 | 61.008 | 33.28% | 3.6471 |  | 3.6471
API (dev + enterprise) | 25153750000 | 8384583333.3333 | 33538333333.3333 | 80.492 | 66.72% | 2.4 |  | 2.4
TOTAL | 36032314285.7143 | 14233969047.6191 | 50266283333.3333 | 141.5 | 100% | 2.815 |  | 2.815
Total Tokens (Trillions) | 2024A: 50266.2833; 2025A: T tokens/yr
Section 11: Token Volume Simulation by Segment (FY2029E)
11A. Pricing Assumptions by Segment (2029E) | 2024A: Consumer Subs; 2025A: API (dev + ent); 2026E: Unit | Note
Input Token Price | 2024A: 0; 2025A: 0.6; 2026E: $/M tokens | GPT-7-mini at $0.04/M; frontier at $0.60/M. Near-commodity input tokens.
Output Token Price | 2024A: 0; 2025A: 5; 2026E: $/M tokens | Reasoning output = only real margin; ~$5/M frontier.
Input:Output Token Ratio | 2024A: 1.5; 2025A: 2.5; 2026E: x | More balanced as agents produce long-form output routinely.
11B. Consumer Subscription Token Estimation (FY2029E)
11B-i. Subscriber Tier Breakdown (FY2029E Average)
Tier | Subscribers (M) | Monthly Fee ($) | Annual Rev ($B) | % of Paid Subs | % of Sub Rev |  |  | Source / Note
Free | 2550 | 0 | 0 | n/a | 0% |  |  | 2.2B WAU; AI default interface for internet.
Go | 50 | 8 | 4.8 | 21.1% | 5.178% |  |  | 55M; Go mainstream globally.
Plus | 120 | 25 | 36 | 50.63% | 38.83% |  |  | 125M; AI-native workers. Plus at $25/mo.
Pro | 12 | 200 | 28.8 | 5.063% | 31.07% |  |  | 10M; near-autonomous dev tier.
Team / Business | 55 | 35 | 23.1 | 23.21% | 24.92% |  |  | 58M seats; Team at $35/mo. AI-first enterprise.
TOTAL PAID CONSUMER | 2024A: 237; 2026E: 92.7; 2027E: 100%; 2028E: 100%
Blended ARPU (paid subs, $/mo) | 2024A: 32.5949
Free-to-Paid Conversion Rate | 2024A: 8.504%
Total Consumer Sub Revenue ($B) | 2024A: 92.7; 2025A: $B
11B-ii. Token Allocation by Tier (FY2029E)
Compute COGS allocated to consumer | 2024A: 50% | API growing; consumer share declining
2029E COGS ($B) | 2024A: 43.6177; 2025A: $B | Geometric mean of 2028E and 2030E COGS
Eff. cost per M tokens (fleet-weighted) | 2024A: 0.048166; 2025A: $/M tokens | ~90% VR fleet; highly efficient
Consumer compute budget ($B) | 2024A: 21.8089
Total Consumer Tokens (M/yr) | 2024A: 452789864463.057
Token Share by Tier | Tok/Sub/Day | Token Share | Tokens (M/yr) | I:O Ratio | Usage Weight |  |  | Note
Free | 10000 | 32.59% | 9307500000 | 1.5 | 32.59% |  |  | 8K; +14% vs 2028; AI companion ubiquitous
Go | 50000 | 3.195% | 912500000 | 1.8 | 3.195% |  |  | 40K; +14% vs 2028; daily agent standard
Plus | 200000 | 30.67% | 8760000000 | 1.5 | 30.67% |  |  | 180K; +13% vs 2028; AI pair-programmer
Pro | 1500000 | 23% | 6570000000 | 2 | 23% |  |  | 1.1M; +10% vs 2028; near-autonomous dev
Team / Business | 150000 | 10.54% | 3011250000 | 1.8 | 10.54% |  |  | 140K; +17% vs 2028; autonomous agents
TOTAL | 2025A: 100%; 2026E: 28561250000; 2028E: 100%
11B-iii. COGS Cross-Check (FY2029E)
Bottom-up consumer tokens | 2024A: 28561250000; 2025A: M/yr
COGS-implied consumer capacity | 2024A: 452789864463.057; 2025A: M/yr
Overhead Multiplier | 2024A: 15.8533
11C. API Token Estimation (FY2029E)
Tier | Customers (K) | Avg Monthly Spend ($) | Annual Rev ($B) | % of API Cust | % of API Rev |  |  | Source / Note
Free / Hobbyist Devs | 11442.9259 | 9.5358 | 1.3094 | 87.72% | 1.511% |  |  | 12M devs
Small App / Startup | 1144.2926 | 333.752 | 4.5829 | 8.772% | 5.29% |  |  | 1.2M small apps; $350/mo
Mid-Market / Growth | 381.4309 | 6675.0401 | 30.5528 | 2.924% | 35.26% |  |  | 400K orgs; $7K/mo
Enterprise Direct | 76.2862 | 42910.9723 | 39.2822 | 0.5848% | 45.34% |  |  | 80K enterprise; $45K/mo
Hyperscale / Strategic | 0.095358 | 9535771.6199 | 10.9117 | 0.000731% | 12.59% |  |  | 100 hyperscale; $10M/mo
TOTAL API | 2024A: 13045.0309; 2026E: 86.639
Target API Revenue ($B) | 2024A: 144.7; 2025A: $B
Calibration Factor | 2024A: 1.6701
Tier | Eff. Rate ($/M) | Tokens (M/yr) | I:O Ratio | Input (M/yr) | Output (M/yr) |  |  | Note
Free / Hobbyist Devs | 0.35515 | 6157656391.2303 | 2 | 4105104260.8202 | 2052552130.4101 |  |  | $0.12/M; near-free
Small App / Startup | 1.4798 | 5172431368.6084 | 2.5 | 3694593834.7203 | 1477837533.8881 |  |  | $0.50/M; commodity
Mid-Market / Growth | 2.9596 | 17241437894.9782 | 2.5 | 12315312782.1273 | 4926125112.8509 |  |  | $1.00/M; frontier
Enterprise Direct | 2.6636 | 24630625564.8878 | 2.5 | 17593303974.9199 | 7037321589.9679 |  |  | $0.90/M; deep discounts
Hyperscale / Strategic | 1.7758 | 10262761061.0081 | 2.5 | 7330543615.0058 | 2932217446.0023 |  |  | $0.60/M blended; cheap mini models
TOTAL API | 2024A: 1.4; 2025A: 63464912280.7128; 2027E: 45038858467.5934; 2028E: 18426053813.1194 | $1.40/M blended; standard models
Assumed Blended API Rate ($/M) | 2024A: 2.28 | Revenue-weighted blended rate. Declining but frontier maintains premium.
11D. TOTAL TOKEN VOLUME SUMMARY (FY2029E) | [7 empty] | $2.40/M blended; enterprise
Segment |  | Output (M/yr) | Total Tokens (M/yr) | Revenue ($B) | % of Tokens | Eff. $/M tok |  | $1.80/M blended; strategic
Consumer Subscriptions | 17742910714.2857 | 10818339285.7143 | 28561250000 | 92.7 | 31.04% | 3.2457 |  | 3.2457
API (dev + enterprise) | 45332080200.5013 | 18132832080.2005 | 63464912280.7018 | 144.7 | 68.96% | 2.28 |  | 2.28
TOTAL | 63074990914.787 | 28951171365.9148 | 92026162280.7018 | 237.4 | 100% | 2.5797 |  | 2.5797
Total Tokens (Trillions) | 2024A: 92026.1623; 2025A: T tokens/yr
Section 12: Token Volume Simulation by Segment (FY2030E, $286.9B Revenue)
12A. Pricing Assumptions by Segment (2030E) | 2024A: Consumer Subs; 2025A: API (dev + ent); 2026E: Unit | Note
Input Token Price | 2024A: 0; 2025A: 0.5; 2026E: $/M tokens | Input tokens near-commodity; $0.03/M mini, $0.50/M frontier.
Output Token Price | 2024A: 0; 2025A: 4; 2026E: $/M tokens | Reasoning output only remaining margin source; ~$4/M frontier.
Input:Output Token Ratio | 2024A: 1.5; 2025A: 2; 2026E: x | Balanced; agents produce as much as they consume. Near 1:1 in autonomous.
12B. Consumer Subscription Token Estimation (FY2030E)
12B-i. Subscriber Tier Breakdown (FY2030E Average)
Tier | Subscribers (M) | Monthly Fee ($) | Annual Rev ($B) | % of Paid Subs | % of Sub Rev |  |  | Source / Note
Free | 2800 | 0 | 0 | n/a | 0% |  |  | 2.6B WAU; AI = default OS layer. Ads + data licensing rev.
Go | 85 | 10 | 10.2 | 26.56% | 7.143% |  |  | 75M; Go tier with price up to $10.
Plus | 150 | 30 | 54 | 46.88% | 37.82% |  |  | 136M; AI-native workforce. Plus at $30/mo.
Pro | 15 | 250 | 45 | 4.688% | 31.51% |  |  | 10M; autonomous dev. Pro at $250/mo.
Team / Business | 70 | 40 | 33.6 | 21.88% | 23.53% |  |  | 65M seats; Team at $40/mo.
TOTAL PAID CONSUMER | 2024A: 320; 2026E: 142.8; 2027E: 100%; 2028E: 100%
Blended ARPU (paid subs, $/mo) | 2024A: 37.1875
Free-to-Paid Conversion Rate | 2024A: 10.26%
Total Consumer Sub Revenue ($B) | 2024A: 142.8; 2025A: $B
12B-ii. Token Allocation by Tier (FY2030E)
Compute COGS allocated to consumer | 2024A: 45% | Consumer declining share as API/enterprise scales
2030E COGS ($B) | 2024A: 60.0662; 2025A: $B
Eff. cost per M tokens (fleet-weighted) | 2024A: 0.04488; 2025A: $/M tokens | 100% VR NVL72 fleet; lowest possible cost per token
Consumer compute budget ($B) | 2024A: 27.0298
Total Consumer Tokens (M/yr) | 2024A: 602267177593.016
Token Share by Tier | Tok/Sub/Day | Token Share | Tokens (M/yr) | I:O Ratio | Usage Weight |  |  | Note
Free | 10000 | 22.99% | 10220000000 | 1.5 | 22.99% |  |  | 9K; +13% vs 2029; always-on companion
Go | 80000 | 5.583% | 2482000000 | 1.5 | 5.583% |  |  | 45K; +13% vs 2029; agent-first lifestyle
Plus | 250000 | 30.79% | 13687500000 | 1.5 | 30.79% |  |  | 200K; +11% vs 2029; autonomous work
Pro | 1900000 | 23.4% | 10402500000 | 1.8 | 23.4% |  |  | 1.2M; +9% vs 2029; fully autonomous dev
Team / Business | 300000 | 17.24% | 7665000000 | 1.5 | 17.24% |  |  | 160K; +14% vs 2029; autonomous enterprise ops
TOTAL | 2025A: 100%; 2026E: 44457000000; 2028E: 100%
12B-iii. COGS Cross-Check (FY2030E)
Bottom-up consumer tokens | 2024A: 44457000000; 2025A: M/yr
COGS-implied consumer capacity | 2024A: 602267177593.016; 2025A: M/yr
Overhead Multiplier | 2024A: 13.5472
12C. API Token Estimation (FY2030E)
Tier | Customers (K) | Avg Monthly Spend ($) | Annual Rev ($B) | % of API Cust | % of API Rev |  |  | Source / Note
Free / Hobbyist Devs | 13825.2122 | 10.1385 | 1.682 | 87.72% | 1.167% |  |  | 15M devs; free tier + minimal pay
Small App / Startup | 1382.5212 | 414.7564 | 6.8809 | 8.772% | 4.774% |  |  | 1.5M small apps; $450/mo avg
Mid-Market / Growth | 460.8404 | 9216.8081 | 50.9697 | 2.924% | 35.36% |  |  | 500K orgs; $10K/mo; largest segment
Enterprise Direct | 92.1681 | 53457.4872 | 59.1249 | 0.5848% | 41.02% |  |  | 100K enterprise; $58K/mo avg
Hyperscale / Strategic | 0.18434 | 11521010.162 | 25.4849 | 0.00117% | 17.68% |  |  | 200 hyperscale; $12.5M/mo avg
TOTAL API | 2024A: 15760.9262; 2026E: 144.1424
Target API Revenue ($B) | 2024A: 207.2; 2025A: $B
Calibration Factor | 2024A: 1.4375
Tier | Eff. Rate ($/M) | Tokens (M/yr) | I:O Ratio | Input (M/yr) | Output (M/yr) |  |  | Note
Free / Hobbyist Devs | 0.80253 | 3012730900.5971 | 2 | 2008487267.0647 | 1004243633.5323 |  |  | $0.50/M blended; nano models, input-heavy
Small App / Startup | 1.8057 | 5477692547.8896 | 2 | 3651795031.9264 | 1825897515.9632 |  |  | $1.20/M blended; standard + reasoning output
Mid-Market / Growth | 2.207 | 33198136654.0794 | 2 | 22132091102.7196 | 11066045551.3598 |  |  | $2.50/M blended; frontier reasoning premium
Enterprise Direct | 2.4076 | 35300685310.3738 | 2 | 23533790206.9158 | 11766895103.4579 |  |  | $2.00/M blended; enterprise vol discounts
Hyperscale / Strategic | 1.8057 | 20287749892.2201 | 2 | 13525166594.8134 | 6762583297.4067 |  |  | $1.70/M blended; strategic deep discounts
TOTAL API | 2025A: 97276995305.1599; 2027E: 64851330203.44; 2028E: 32425665101.72
Assumed Blended API Rate ($/M) | 2024A: 2.13 | Revenue-weighted blended rate. Reasoning + frontier sustain pricing power.
12D. TOTAL TOKEN VOLUME SUMMARY (FY2030E, $286.9B Revenue)
Segment | Input (M/yr) | Output (M/yr) | Total Tokens (M/yr) | Revenue ($B) | % of Tokens | Eff. $/M tok
Consumer Subscriptions | 27120021428.5714 | 17336978571.4286 | 44457000000 | 142.8 | 31.37% | 3.2121
API (dev + enterprise) | 64851330203.4429 | 32425665101.7214 | 97276995305.1643 | 207.2 | 68.63% | 2.13
TOTAL | 91971351632.0143 | 49762643673.15 | 141733995305.164 | 350 | 100% | 2.4694
Total Tokens (Trillions) | 2024A: 141733.9953; 2025A: T tokens/yr
Section 13: GRAND SUMMARY — Token Volume & Revenue Trajectory (2025A–2030E)
Metric | 2024A | 2025A | 2026E | 2027E | 2028E | 2029E | 2030E
Revenue ($B) | 3.7 | 13.1 | 36 | 75.1 | 141.5 | 237.4 | 350
YoY Revenue Growth | n/a | 254.1% | 174.8% | 108.6% | 88.42% | 67.77% | 47.43%
Total Customers (M) | - | 622.5 | 1158.5 | 1599.5 | 2484 | 2787 | 3120
Paid Subscribers (M) | - | 21.8 | 58.5 | 99.5 | 184 | 237 | 320
Free-to-Paid Conversion Rate | - | 3.502% | 5.05% | 6.221% | 7.407% | 8.504% | 10.26%
Total Customers tokens(Mtok) | - | 1355706725 | 4708500000 | 8628600000 | 16727950000 | 28561250000 | 44457000000
tok/customer/day | - | 5966.6908 | 11135.0885 | 14779.6186 | 18450.0805 | 28076.7851 | 39038.4615
tok/paid customer/day | - | 170379.1284 | 220512.8205 | 237587.9397 | 249076.087 | 330168.7764 | 380625
Consumer Sub Rev ($B) | - | 8.448 | 19.776 | 33.672 | 61.008 | 92.7 | 142.8
Consumer Sub Price ($/Mtok) | - | 6.2314 | 4.2001 | 3.9024 | 3.6471 | 3.2457 | 3.2121
API Rev ($B) | - | 4.652 | 16.224 | 41.428 | 80.492 | 144.7 | 207.2
Total API tokens(Mtok) | - | 1799019357.1575 | 6374805488.8433 | 16787087093.3604 | 33538333333.3333 | 63464912280.7018 | 97276995305.1643
API Price ($/Mtok) | - | 2.5859 | 2.545 | 2.4678 | 2.4 | 2.28 | 2.13
Consumer % of Rev | - | 64.49% | 54.93% | 44.84% | 43.12% | 39.05% | 40.8%
-
| 2024A | 2025A | 2026E | 2027E | 2028E | 2029E | 2030E
Total Theoretical Tokens(T) | - | 87266.4898 | 187366.9359 | 387121.6187 | 666609.9188 | 935309.0159 | 1338371.5058
Realized% | - | 3.615% | 5.915% | 6.565% | 7.541% | 9.839% | 10.59%
Total Tokens (T) | - | 3154.7261 | 11083.3055 | 25415.6871 | 50266.2833 | 92026.1623 | 141733.9953
YoY Token Growth | - | n/a | 251.3% | 129.3% | 97.78% | 83.08% | 54.01%
Blended Eff. Rate ($/M tok) | - | 4.1525 | 3.2481 | 2.9549 | 2.815 | 2.5797 | 2.4694
Blended ARPU ($/mo) | - | 32.2936 | 28.1709 | 28.201 | 27.6304 | 32.5949 | 37.1875
Capacity tension flag (item 6) | - 2024A: OK: within capacity
Year-end GW needed for Realized% ≤ 100% |  |  | 3.5 | 4.5 | 5.75 | 7 | 10
Note on B5: Yin-Chen Chang: Source: CNBC, https://www.cnbc.com/2026/02/20/openai-resets-spend-expectations-targets-around-600-billion-by-2030.html
Note on B6: Yin-Chen Chang: Source: OpenAI CFO Sarah Friar blog, https://openai.com/index/a-business-that-scales-with-the-value-of-intelligence/
Note on B8: Yin-Chen Chang: Source: taptwicedigital.com, https://taptwicedigital.com/stats/openai
Note on B9: Yin-Chen Chang: Source: Reuters
Note on B11: Source: OpenAI CFO Sarah Friar blog, https://openai.com/index/a-business-that-scales-with-the-value-of-intelligence/
Note on B12: Yin-Chen Chang: FY avg: midpoint of prior year-end (0.2 GW, 2023) and current year-end (0.6 GW). Linear ramp assumption.
Note on B21: Audit correction: 2030 valuation multiple referenced blank F5 instead of 2030 target in H5, causing #DIV/0!. Previous: =840/F5
Note on B34: Yin-Chen Chang: Our model is 100% VR NVL72; efficiency factor = 1.0x by definition
Note on B96: Yin-Chen Chang: 2024: no prior capacity, so new GW = year-end GW
Note on B187: Yin-Chen Chang: FY2025 avg WAU: grew from ~200M (Jan 2025) to ~900M (Dec 2025); ~600M avg
Note on B188: Yin-Chen Chang: Go tier launched late 2025; minimal FY2025 contribution (~Q4 only)
Note on B189: Yin-Chen Chang: FY2025 avg: ~10M (mid-2025 per Backlinko) growing to ~38M by Feb 2026; ~18M FY avg
Note on B190: Yin-Chen Chang: Pro launched Dec 2024; ~0.8M FY2025 avg (ramping from 0 to ~2M by Feb 2026)
Note on B191: Yin-Chen Chang: FY2025 avg: ~1M consumer-adjacent Team seats (9M+ biz users by Feb 2026, but most on enterprise plans)
Note on B205: Context-aware: ~4 queries/active day × 3,000 avg tok/query (incl. context history) × (2/7 active days). Rate-limited 10 msgs/5hr.
Note on B206: ~8 queries/active day × 3,500 tok/query × (4/7 active days). Budget tier, moderate use, GPT-4o level.
Note on B207: ~15 queries/active day × 5,000 tok/query (GPT-4o/Thinking, longer context) × (5/7 active days). Core workhorse tier.
Note on B208: ~40 queries/active day × 12,000 tok/query (GPT-5 Pro Thinking, very long context) × (6/7 active days). Unprofitable per Altman.
Note on B209: ~12 queries/active day × 5,000 tok/query × (5/7 active days). Workspace collaboration, business hours only.
Note on B219: Yin-Chen Chang: FY2025 avg: 2M devs (2023) → 4M (Oct 2025 DevDay); ~2M FY avg registered; most inactive/free tier
Note on B220: Yin-Chen Chang: ~250K small production apps; Tier 2-3 ($50-$500 spend); chatbots, internal tools, wrappers
Note on B221: Yin-Chen Chang: ~50K serious production apps with real traffic; Tier 3-4; some batch API usage
Note on B222: Yin-Chen Chang: ~10K large enterprise API orgs; committed throughput; volume discounts 10-50%
Note on B223: Yin-Chen Chang: Top ~300 customers (Shopify, Notion, Snap, etc.); custom enterprise deals
Note on B232: Mostly GPT-4o-mini ($0.15/$0.60 at 4:1 I/O = $0.27/M) + some 4o exploration; ~$0.50/M avg
Note on B233: 50% mini ($0.27), 50% GPT-4o ($3.75) → weighted ~$2.00; slightly lower due to cached prompts
Note on B234: Mostly GPT-4o ($3.75) and o3 reasoning ($3.33 blended); some batch at 50% off → $3.20/M
Note on B235: Frontier models with 15-30% vol discount (Scale Tier); prompt caching saves additional 50% on cached input
Note on B236: Deepest discounts (30-50% off); custom pricing; but heavier frontier model usage offsets some discount
Note on B240: Yin-Chen Chang: Sam Altman, DevDay Oct 2025: '6 billion tokens per minute on the API'
Note on B242: Exponential ramp: ~2B/min (Jan) → 6B/min (Oct) → ~9B/min (Dec); ~5B/min revenue-weighted avg
Note on C5: Yin-Chen Chang: Source: CNBC, https://www.cnbc.com/2026/02/20/openai-resets-spend-expectations-targets-around-600-billion-by-2030.html
Note on C6: Yin-Chen Chang: Source: OpenAI CFO Sarah Friar blog, https://openai.com/index/a-business-that-scales-with-the-value-of-intelligence/
Note on C8: Yin-Chen Chang: Source: CNBC, https://www.cnbc.com/2026/02/20/openai-resets-spend-expectations-targets-around-600-billion-by-2030.html
Note on C9: Yin-Chen Chang: Yin-Chen Chang: Source: Reuters
Note on C11: Source: OpenAI CFO Sarah Friar blog (Jan 2026). DCD confirms: 'ended 2025 with 1.9GW'.
Note on C12: Yin-Chen Chang: FY avg: midpoint of 0.6 GW (end-2024) and 1.9 GW (end-2025). Linear ramp approximation.
Note on C13: Yin-Chen Chang: Source: Crunchbase via OpenAI, https://news.crunchbase.com/venture/openai-raise-largest-ai-venture-deal-ever/
Note on C14: Yin-Chen Chang: Source: Crunchbase via OpenAI, https://news.crunchbase.com/venture/openai-raise-largest-ai-venture-deal-ever/
Note on C34: Yin-Chen Chang: Fixed: was using Revenue_Model revenue/opex ratio instead of tok/s efficiency ratio. Now uses GB200 tok/s ÷ VR tok/s from TL_Param.
Note on C219: Yin-Chen Chang: Most on free $5 credit or Tier 1; ~$3/mo avg across active+inactive
Note on C220: Yin-Chen Chang: ~$80/mo avg; mix of mini models ($0.15/$0.60) and 4o ($2.50/$10)
Note on C221: Yin-Chen Chang: $1.5K/mo avg; heavier frontier model usage (GPT-4o, o3); some batch at 50% off
Note on C222: Yin-Chen Chang: $20K/mo avg; frontier models, Scale Tier, dedicated capacity; vol discounts
Note on C223: Yin-Chen Chang: $800K/mo avg; custom pricing, dedicated capacity, multi-year commitments
Note on D8: Yin-Chen Chang: Source: The Information via Wiss, https://wiss.com/openai-valuation/
Note on D232: Yin-Chen Chang: Short prompts (hobbyist queries); 4:1 input-heavy
Note on D233: Yin-Chen Chang: RAG-style apps: longer context; 5:1 I:O
Note on G8: Yin-Chen Chang: Source: taptwicedigital.com, https://taptwicedigital.com/stats/openai
Note on G12: 2028E FY avg: prior year-end est. = midpoint(2026E, 2028E) = 5.25 GW; FY avg = (5.25+7)/2 = 6.125
Note on H5: Yin-Chen Chang: Source: CNBC, https://www.cnbc.com/2026/02/27/open-ai-funding-round-amazon.html
Note on H11: Source: Stargate initiative, https://sacra.com/c/openai/
Note on H12: Yin-Chen Chang: FY avg: midpoint of 2029E year-end and 2030E year-end (10 GW).
Note on I17: Yin-Chen Chang: Source: TechCrunch, https://techcrunch.com/2026/02/27/openai-raises-110b-in-one-of-the-largest-private-funding-rounds-in-history/
Note on I18: Yin-Chen Chang: Source: CNBC, https://www.cnbc.com/2026/02/27/open-ai-funding-round-amazon.html
Note on I19: Yin-Chen Chang: Source: Crunchbase, https://news.crunchbase.com/venture/openai-raise-largest-ai-venture-deal-ever/
Note on I22: Yin-Chen Chang: Source: CNBC, https://www.cnbc.com/2026/02/20/openai-resets-spend-expectations-targets-around-600-billion-by-2030.html
Note on I23: Yin-Chen Chang: Source: Sacra, https://sacra.com/c/openai/
Note on I48: Yin-Chen Chang: Source: Entrepreneur, https://www.entrepreneur.com/business-news/openai-saw-more-revenue-in-six-months-than-all-of-last-year/497774
Note on I49: Yin-Chen Chang: Source: sanj.dev, https://sanj.dev/post/real-cost-of-ai-openai-financials
Note on I51: Yin-Chen Chang: Source: sanj.dev, https://sanj.dev/post/real-cost-of-ai-openai-financials
Note on I52: Yin-Chen Chang: Source: wheresyoured.at, https://www.wheresyoured.at/oai_docs/
Note on I53: Yin-Chen Chang: Source: CNBC, https://www.cnbc.com/2026/02/20/openai-resets-spend-expectations-targets-around-600-billion-by-2030.html
Note on I96: Yin-Chen Chang: Fixed: was dividing by cumulative year-end capacity, which understated marginal cost. Now divides by new capacity added that year.
Note on I102: Yin-Chen Chang: Source: Tomasz Tunguz, https://tomtunguz.com/openai-hardware-spending-2025-2035

## FT_Sep2026
FT Update (2026-09-18 report on OpenAI July-2026 deck) — Vintages, Revenue Path, Cash Bridge v3, Runway, Capacity Tension
Legend: blue = hardcoded input / lever · black = formula · green = link to another sheet · yellow fill = key assumption. Tags in column H: [Verified] [Interested-party] [Analogy] [Assumed] [Derived].
Section A: OpenAI projection vintages ($B) — as reported
Metric | Sep-2025 | Feb-2026 | May-2026 | Jul-2026 |  |  | Source / Tag
Revenue 2026E |  | 30 |  | 36 |  |  | Feb: The Information via the-decoder (2026-02-21); Jul: FT 2026-09-18. [Interested-party: OpenAI; Jul deck prepared for a compute deal amid ≥$1.2T round talks]
Revenue 2027E |  | 62 |  |  |  |  | Feb: The Information (~$62B). Jul: not disclosed
Revenue 2030E |  | 280 |  | 350 |  |  | Feb: $280B target; Jul: FT
Cumulative revenue 2026–30 |  |  |  | 840 |  |  | FT: "$840bn between now and the end of 2030" — reading assumed = FY2026–FY2030 (see note row 20)
FCF 2026E | -17 | -25 |  |  |  |  | Sep-25: The Information via CNBC 2025-09-06; Feb: The Information
FCF 2027E | -35 | -57 |  |  |  |  | same
FCF 2028E | -45 | [5 empty] | Sep-25 only; Feb gives 2026–29 cumulative only
Cumulative FCF 2026–29 |  | -218 |  |  |  |  | Feb: The Information / Sherwood 2026-02-23
FCF 2030E |  | 39 |  |  |  |  | Feb: first positive year 2030 (+$39B)
Cumulative FCF 2026–30 |  | -179 | -305 | -278 |  |  | Feb [Derived]=−218+39; May & Jul: FT
Compute / infra spend through 2030 |  | 600 |  | 856 |  |  | Feb: ~$600B "compute"; Jul: ~$856B "computing power and infrastructure" — category may differ
Latest round raised |  |  |  | 122 |  |  | OpenAI 2026-03-31: $122B committed [Verified]
Post-money valuation |  |  |  | 852 |  |  | OpenAI 2026-03-31 [Verified]
New round talks (valuation, ≥) |  |  |  | 1200 |  |  | FT/Bloomberg Sep-2026; OpenAI pushing higher [Interested-party]
Note: "$840bn between now and end of 2030" admits two readings: (a) FY2026–30 (adopted); (b) from report date. Reading (b) implies an even more front-loaded path.
Section B: v3 revenue path — drives OpenAI_Sim!D46:H46
Metric | 2026E | 2027E | 2028E | 2029E | 2030E | Total 26–30 | Source / Tag
Revenue anchors / inputs ($B) | 36 | 75.1 | 141.5 | 237.4 | 350 | 840 | 2026/2030 = Jul deck. 2027–28 [Derived]: fitted path with linearly decelerating growth that closes $36B→$350B and Σ=$840B. 2029 = residual so Σ ties to $840B exactly.
YoY growth | 174.8% | 108.6% | 88.42% | 67.77% | 47.43% |  | Linked into OpenAI_Sim row 46 (2026 vs 2025A actual)
v2 path (July model) for reference | 32.75 | 60.5875 | 112.0869 | 179.339 | 286.9424 | 671.7058 | Frozen v2 values (20260715_Tokenomics_v2 OpenAI_Sim D68:H68)
v3 vs v2 | 9.924% | 23.95% | 26.24% | 32.37% | 21.98% | 25.05%
Check: equal-growth path Σ (36→350) | [5 empty] | 760.029 | If Σ(equal-growth) < $840B, the deck implies a front-loaded path (faster 2027–28)
Section C: Free-cash-flow bridge v3 (cash basis; replaces v2 row-86 formula for 2026–30)
Line ($B) | 2026E | 2027E | 2028E | 2029E | 2030E | Total 26–30 | Logic / Tag
Lever: compute & infra total 2026–30 | 856 | [5 empty] | Jul deck $856B [Interested-party]. Allocation across years uses row 34 key.
Lever: R&D share that is compute (inside row 32) | 60% | [5 empty] | [Assumed] range 40–80%. Prevents counting training compute twice (R&D line + compute line).
Allocation key: owned CapEx path (OpenAI_Sim row 53) | 40 | 60 | 100 | 125 | 150 | 475 | [Assumed] v2 CapEx path = balance-sheet (owned) portion; also used as timing key for total spend
Lever: partner-financed share of compute (off OAI FCF) | 0% | [5 empty] | [Assumed] 0% base. >0% if partners fund build outside OpenAI cash flow; raises off-balance-sheet commitments instead.
Gross revenue | 36 | 75.1 | 141.5 | 237.4 | 350 | 840 | OpenAI_Sim row 68 (now v3 path)
Less: Microsoft revenue share | -7.2 | -13.1425 | -21.225 | -29.675 | -35 | -106.2425 | OpenAI_Sim row 69
Compute & infra spend (total) | -72.0842 | -108.1263 | -180.2105 | -225.2632 | -270.3158 | -856 | Total × timing key
of which owned (balance-sheet CapEx) | -40 | -60 | -100 | -125 | -150 | -475 | Split item 4: owned
of which leased / contracted (cash opex) | -32.0842 | -48.1263 | -80.2105 | -100.2632 | -120.3158 | -381 | Split item 4: leased = total − owned
Add back: partner-financed portion | 0 | 0 | 0 | 0 | 0 | 0 | Excluded from OAI FCF
R&D excl. compute (cash) | -5.76 | -9.012 | -14.15 | -18.992 | -21 | -68.914 | OpenAI_Sim row 76 × (1 − compute share)
S&M (cash) | -4.32 | -7.51 | -11.32 | -15.431 | -17.5 | -56.081 | OpenAI_Sim row 77
G&A (cash) | -1.8 | -3.3795 | -5.66 | -8.309 | -10.5 | -29.6485 | OpenAI_Sim row 78
Free cash flow v3 | -55.1642 | -66.0703 | -91.0655 | -60.2702 | -4.3158 | -276.886 | SBC excluded (non-cash). Depreciation NOT deducted — cash basis removes the v2 double count (Audit_Report row 78).
Cumulative FCF v3 | -55.1642 | -121.2345 | -212.3001 | -272.5702 | -276.886 |  | Running total
FCF / gross revenue | -153.2% | -87.98% | -64.36% | -25.39% | -1.233% | -32.96%
Legacy v2 formula (OpInc − CapEx + SBC), reference only | -45.6561 | -54.4624 | -65.2799 | -32.1127 | 24.4338 | -173.0773 | Double-counts depreciation embedded in COGS and omits leased compute — do not use
Reconciliation to Jul deck
Jul deck cumulative FCF 2026–30 | [5 empty] | -278
v3 minus deck (+ = v3 less negative) | [5 empty] | 1.114
Implied non-compute cash cost in deck | [5 empty] | 262 | [Derived] 840 − 856 + 278; compare with v3 −(G38+G43+G44+G45)
v3 non-compute cash cost | [5 empty] | 260.886
Legacy v2 vs deck (shows the offsetting-error coincidence) | [5 empty] | 104.9227
Section C2: Sensitivity — cumulative FCF 2026–30 ($B)
R&D compute share ↓ / partner-financed → | 0% | 10% | 20% | 30% |  |  | Formula recomputes Σ bridge; base case boxed by row 33/35 levers
40% | -311.343 | -225.743 | -140.143 | -54.543
50% | -294.1145 | -208.5145 | -122.9145 | -37.3145
60% | -276.886 | -191.286 | -105.686 | -20.086
70% | -259.6575 | -174.0575 | -88.4575 | -2.8575
80% | -242.429 | -156.829 | -71.229 | 14.371
Section D: Funding runway ($B)
Line | 2026E | 2027E | 2028E | 2029E | 2030E |  | Logic / Tag
Lever: cash before March-2026 round | 40 | [5 empty] | [Interested-party, secondary aggregator ~ $40B, Feb-2026] — weak input; test ±$15B
Round proceeds (March 2026) | 122
Year-end cash before new funding | 106.8358 | 40.7655 | -50.3001 | -110.5702 | -114.886 |  | Assumes full $122B received in 2026 and no debt / partner draws
Cumulative external funding need | 0 | 0 | 50.3001 | 110.5702 | 114.886
First year cash < 0 | 2028E | [5 empty] | FT: deck indicates March capital could be exhausted ~2028
Section E: Capacity tension (item 6) — capacity inputs NOT raised; tension flagged
Line | 2026E | 2027E | 2028E | 2029E | 2030E |  | Logic / Tag
Realized % of theoretical tokens (OpenAI_Sim row 669) | 5.915% | 6.565% | 7.541% | 9.839% | 10.59%
Year-end capacity in model (GW) | 3.5 | 4.5 | 5.75 | 7 | 10
Year-end GW needed for Realized% = 100% (approx.) | 3.5 | 4.5 | 5.75 | 7 | 10 |  | [Derived] linear in capacity at fixed fleet mix; ignores FY-avg lag
Scenario: capacity scaled by Jul/Feb compute ratio (GW) |  |  |  |  | 14.2667 |  | [Derived] 10 GW × 856/600; assumes constant $/GW and identical spend category — upper-bound illustration
Realized % 2030 under scaled capacity |  |  |  |  | 7.423%
Flag | OK: within capacity

## Claude Log
Turn # | Date | User Request | Action Taken | Details | Outcome
1 | 2026-03-25 | Expand model with inter-rack networking (InfiniBand XDR, Spectrum-X, Ethernet) across Config, TL_Param, and WP_Param sheets to make token/revenue calculations more realistic. | Added inter-rack network fabric section to Config (rows 65-85), inter-rack network analysis to WP_Param (rows 208-270), and inter-rack adjusted E2E latency section to TL_Param (rows 26-33). | Config: Added NIC specs (ConnectX-8 800Gb/s), switch specs (Quantum-X800 Q3400 144-port), latency (sub-100ns/hop IB XDR), oversubscription (2:1), SHARP v4 reduction (50%), multi-rack parallelism (DP replicas, KV cache transfer for disaggregated inference). WP_Param: 3 sub-sections—DP all-reduce, KV cache transfer, decode overhead—plus combined E2E impact for colocated vs disaggregated scenarios. TL_Param: Added rows 26-33 showing network-adjusted E2E for both VR NVL72 and GB200 NVL72. | Colocated inference: ~0.04% overhead (negligible). Disaggregated inference: ~24.7% throughput reduction due to KV cache transfer across racks. All values dynamically linked to Config blue-cell inputs.
2 | 2026-03-25 | Integrate inter-rack network overhead into each of the 6 steps of the token generation pipeline in TL_Param, just like how NVLink time is integrated. | Added column M 'Inter-Rack Time' to the optimized pipeline in TL_Param. Updated Duration formulas (D17, D18, D20) to include inter-rack. Rebuilt Rack-Independent outputs (O26:P38) with inter-rack. Fixed Revenue_Model linkage. | Step 1 (Tokenization): N/A. Step 2 (Embedding): +3.0E-7s (LB routing latency). Step 3 (Prefill): 0 for colocated. Step 4 (Decode-First): N/A. Step 5 (Decode-All): +0.00012s (token streaming, 80% overlapped). Step 6 (De-tokenization): N/A. Token streaming uses (1-overlap) factor from Config!B82. Cleaned up old separate inter-rack section (rows 26-33) and replaced with integrated approach. | VR NVL72: 39,901 tok/s (0.008% inter-rack overhead). GB200 NVL72: 13,240 tok/s (0.002% overhead). Inter-rack is negligible for colocated inference with IB XDR. Revenue_Model auto-updates via TL_Param!O36/P36 references.
3 | 2026-03-25 | Add Inter-Rack Time column to the Baseline section and reposition it right next to NVLink (column I) in both Baseline and Optimized sections. | Inserted column I between NVLink (H) and Bottleneck (J). Populated Inter-Rack Time for both Baseline and Optimized pipelines. Updated all Duration formulas (D4, D7, D17, D18, D20). Migrated Rack-Independent formulas (O/P) from old col N to col I. Deleted orphan column N. Verified Revenue_Model auto-shifted to O36/P36. | Baseline Inter-Rack: Step 2 = 3E-7s (routing), Step 5 = 0.0006s (full streaming, no overlap since baseline has no optimizations). Optimized Inter-Rack: Step 2 = 3E-7s, Step 5 = 0.00012s (80% overlapped). Column order now: Compute ¦ HBM BW ¦ NVLink ¦ Inter-Rack ¦ Bottleneck ¦ Dominant ¦ FLOPs ¦ HBM Bytes. | Baseline: 777 tok/s (was 777.4 without inter-rack). Optimized: 39,901 tok/s (unchanged). Both sections now have consistent 8-resource-column layout. Revenue_Model correctly references O36/P36 for VR/GB200 E2E.
4 | 2026-03-25 | User asked if I23 was doing anything; confirmed it was a redundant duplicate of E23 and cleared it. | Cleared TL_Param!I23 (was =1/E22, duplicate of E23). | I23 was not referenced by any downstream formula. | Cell cleared. No impact on model.
5 | 2026-03-25 | User surprised inter-rack overhead is so small. Asked for walkthrough of main reasons. | Provided analysis-only explanation. No spreadsheet changes. | 3 reasons: (1) 1T model fits in 1 rack (20.7TB >> 1TB), no cross-rack compute traffic. (2) IB XDR = 0.3μs one-way, 6 orders of magnitude below decode bottleneck. (3) Only last-mile routing+streaming crosses fabric. Also noted when it would matter: disaggregated (~25% hit), multi-rack TP, or Ethernet. | Key numbers: Inter-rack step 5 = 0.00012s vs HBM 0.213s (710,000× gap). Model fits in rack = no TP/PP across fabric.
6 | 2026-03-25 | Make Bottleneck (J) and Dominant Resource (K) columns dynamic instead of hardcoded, for both Baseline and Optimized. | Replaced hardcoded text with IF/MAX formulas comparing F (Compute), G (HBM), H (NVLink), I (Inter-Rack). Steps 1 & 6 remain 'CPU' (hardcoded, always CPU). Steps 2-5 use nested IF(MAX(...)) logic. | Bottleneck (J): returns Compute/Memory/NVLink/Inter-Rack based on which time column is largest. Dominant (K): returns GPU/HBM BW/NVLink/Inter-Rack. Step 2 Optimized corrected from hardcoded 'NVLink' to formula-derived 'Memory/HBM BW' (HBM 1.66E-6 > NVLink 1.24E-6). | All 8 formula cells verified against actual time values. Results auto-update when Config parameters change (e.g., switching to Ethernet could flip Step 2 to Inter-Rack bottleneck).
7 | 2026-03-25 | User asked how to stress test inter-rack overhead. Built side-by-side scenario comparison table with 5 scenarios. | Created stress test table at TL_Param rows 42-68 with 6 columns: Current + 5 scenarios (Std Ethernet, Disaggregated, 16:1 Oversub, Ethernet+Disagg, All Worst-Case). Each scenario independently varies fabric latency, oversubscription, disaggregation, and overlap. | All formulas are self-contained — scenario parameters feed into Step 2/3/5 overhead calculations, then into adjusted E2E, tok/s, throughput loss %, and annual revenue impact ($M) linked to Revenue_Model!B38. | Results: A=0.37% loss ($169M), B=24.6% ($11.4B), C=0% ($0), D=25.2% ($11.6B), E=72.5% ($33.4B). Disaggregation is the dominant factor; Ethernet alone is minor; 16:1 oversubscription alone is negligible; combined worst-case is devastating.
9 | 2026-03-25 | User changed model size 1T→10T, asked why inter-rack numbers don't change | Traced formula chain from TL_Param I7/I20 → WP_Param B235 → Config B77; diagnosed root cause | Inter-rack formulas depend on network latency × output_tokens, NOT model size. Model size affects compute/HBM but not token streaming overhead. DP all-reduce (WP_Param B221-B228) DOES scale with model size but isn't wired into pipeline steps. | Explained to user; offered to add model-size-dependent inter-rack component (DP all-reduce) into pipeline
10 | 2026-03-25 | d_ff goes negative when model size increases from 1E12 to 1E13 | Replaced d_model and n_layers with auto-scaling formulas; fixed circular ref in n_heads/d_head | Root cause: d_model formula scaled linearly with P (10× params → 10× d), causing 4d² to exceed P/n_layers. Fix: n_layers = (P/(12×160²))^(1/3), d_model = MROUND(160×n_layers, 128). d_head fixed at 128. B34-B36 changed from blue (input) to black (formula). Verified at 1E12 and 1E13. | All model specs now auto-scale correctly: 1E12→(n=148,d=23680), 1E13→(n=319,d=51072), d_ff positive at all sizes. B31 restored to 1E12.
11 | 2026-03-25 | At 1E14, model exceeds 1 rack memory but inter-rack numbers don't change | Built multi-rack TP section (WP_Param B272:C297); rewired TL_Param I4:I20 to use model-size-aware inter-rack formulas; fixed D5 missing +I5 | When B43<0 (model won't fit), auto-computes racks needed for TP, cross-rack activation transfer per layer (decode + prefill), total overhead. At 1E14: 5 racks needed, prefill adds 1.68s inter-rack, decode adds 0.42s (baseline) / 0.08s (optimized). At 1E12: all multi-rack terms =0 (model fits in 1 rack). Bottleneck column now shows 'Inter-Rack' for Step 3 prefill at 1E14. | Model is now fully model-size-aware for inter-rack. B31 left at 1E14 per user's testing.
12 | 2026-03-25 | User asked if it's common for advanced models not to fit in one rack | Provided industry context: MoE architectures, NVLink domain scaling (NVL72→NVL576), quantization (FP4), and multi-rack TP reality | Explained that dense >20T models exceed NVL72 rack capacity (20.7 TB HBM). Industry uses MoE (sparse activation), larger NVLink domains (Rubin Ultra NVL576 ~150+ TB), and FP4 quantization. Mentioned GPT-5, Claude Opus, Gemini Ultra as likely multi-rack models. Noted user's 1E14 model is realistic for 2027-2028 era. | Q&A turn — no spreadsheet modifications. User's model at 1E14 correctly shows inter-rack as prefill bottleneck.
13 | 2026-03-25 | User challenged: 10T model fits in rack, why is multi-rack common? | Explained production reality: KV cache × batch_size is the real memory pressure, not just weights. Offered to extend B42/B43 to include batch-aware KV cache. | Current B42 = weight/GPU + KV_end/GPU for 1 request. In production with batch=64 concurrent requests, KV cache alone can be 10+ TB for a 10T model at 5K context. Long-context (1M tokens) makes it worse. Also noted latency SLA reasons for multi-rack TP. User's model only accounts for single-request KV. | Q&A — offered to make memory headroom batch-aware. Awaiting user decision.
14 | 2026-03-25 | User confirmed: make memory headroom batch-aware | Updated B42 = KV/GPU × Batch + Weights/GPU; updated B277 = KV × Batch in TB. Both now account for concurrent requests. | Changed B42 from '=B41+B38' to '=B41*B169+B38' (multiplies KV cache by batch size 64). Changed B277 from '=B40/1e12' to '=B40*B169/1e12'. At 1E13 batch=64: total memory = 20.43 TB vs 20.7 TB rack capacity = barely fits (0.27 TB headroom). At 1E12: 3.24 TB total, 242 GB/GPU headroom. Multi-rack TP cascade remains correct. | B31 restored to 1E13. Model now realistically shows memory pressure from concurrent serving.
15 | 2026-03-25 | User asked: are input/output 4K/1K, batch 64 reasonable? Check all settings for real-world fit. | Researched production LLM serving parameters; audited all Config blue cells against industry data | Findings: Input 4K (OK-low, RAG needs 8-16K), Output 1K (OK), Batch 64 (OK, sweet spot per benchmarks), Precision FP8 (OK), GQA 8 (OK), Spec decode N=8/a=0.7 (OK). FLAGS: MFU 0.5 is too high (real inference ~25-35%), Model 10T dense is unrealistic (frontier dense ~1-2T; most large models are MoE), Type='Dense' misses MoE reality. Suggested MFU→0.30, Model→2E12, Input→8K. | Presented audit table with verdicts. Awaiting user decision on which values to update. MoE extension flagged as larger modeling effort.
16 | 2026-03-25 | User asked why output/input ratio is 1 | Clarified notation: '1:4' means output=input/4 (ratio=0.25), not ratio=1. B28=B27/4=1000 is correct. | Confusion was likely from my '1:4' notation in the audit table. The formula =B27/4 is working correctly, giving 25% output-to-input ratio. | Q&A — no changes needed. Ratio is 0.25, not 1.0.
17 | 2026-03-25 | User asked: are all top 3 labs' models MoE? | Researched architecture disclosures for OpenAI, Anthropic, Google; compiled comparison table | OpenAI GPT-4/5: likely MoE (leaked, not confirmed). Anthropic Claude: unknown (never disclosed). Google Gemini: likely MoE (Google pioneered MoE research). Open-weight models (DeepSeek V4 1T/32B active, Llama 4, Qwen3) all confirmed MoE. Trend is overwhelmingly MoE for frontier. Dense at 2T is valid worst-case assumption. User changed B27=8000, B28=8000, B31=2E12. | Q&A turn. Offered to add MoE support (separate total vs active params). Awaiting user decision.
18 | 2026-03-25 | User said 'Let’s do it' — add MoE support to the model | Inserted 4 rows in Config (B33-B36) for Total Experts, Active Experts, FFN Compute Ratio, Active Parameters. Modified WP_Param FFN FLOP formulas (B54, B108) and HBM weight loading (B126) to scale by MoE ratio. Verified Dense backward-compatible (ratio=1). | Config B32: 'Dense' or 'MoE'. B33: total experts (16), B34: active experts (2), B35: FFN ratio = IF(Dense,1,active/total). B36: active params. WP_Param B54/B108: FFN FLOPs × Config!B35. B126: (att_params + FFN_params×ratio)×bytes. At 2T MoE (16E/2A): FFN FLOPs 8× reduction, HBM loading 2.4× reduction, optimized throughput 66,599 tok/s (vs 36,776 dense = 1.8×). Memory footprint unchanged (all weights stored). Bottleneck shifts from Compute to NVLink for prefill. | MoE fully functional. B32 set to 'MoE' as default. Dense mode backward-compatible.
19 | 2026-03-25 | User asked to make B32 (Type) selectable | Added data validation dropdown to Config!B32 with options: Dense, MoE | Used Office.js dataValidation.rule with list source 'Dense,MoE' and inCellDropDown=true. | B32 now shows dropdown arrow when selected.
20 | 2026-03-25 | User noticed blank rows E33:H36 in pricing table caused by MoE row insertion | Filled pricing tiers into E33:H36, shifted Sources/Auto-Selected sections up 4 rows, fixed Revenue_Model pricing references | Deleted rows 33-36 (accidentally removed MoE params), re-inserted and repopulated. Moved pricing from E37:H40→E33:H36. Updated INDEX/MATCH ranges from E32:E40→E32:E36. Fixed Revenue_Model B32/B33/B80/B81 from Config!F46/F47→Config!F42/F43. Restored B32 dropdown. | Pricing table compact with no blanks. All references verified: no #REF! errors. Revenue_Model prices correctly show $5/$25 (Premium tier).
21 | 2026-03-25 | User asked for better alternatives to building the token model in Excel, noting it feels cumbersome and fragile | Provided analysis of Excel limitations for this model (shared row space, cascading refs, no version control, formulas-as-code) and recommended Python/Jupyter as best alternative | Compared 4 alternatives: Python/Jupyter, Streamlit/Gradio, Python→Excel export, Google Sheets+Apps Script. Recommended Python for parametric model with branching logic, sensitivity sweeps, and clean config separation. | Awaiting user decision on whether to export model to Python notebook or continue in Excel
22 | 2026-03-25 | User asked to export this Excel workbook to a Python file | Prepared a workbook-specific Python export script in chat for the 7-sheet model | Script uses openpyxl to read only the workbook's populated ranges, preserve formulas and number formats, and serialize sheets/cells into Python structures that can be rebuilt or analyzed. | Ready for user to save as .py and run against the workbook file.
23 | 2026-03-25 | User confirmed they want the fully inlined exported_workbook.py file | Extracted compact workbook payload and prepared an inline Python module in chat | Module embeds workbook data as compact JSON, rebuilds all seven model sheets, preserves formulas/number formats, and recreates the Config!B32 Dense/MoE dropdown. | Ready for user to save the pasted code as exported_workbook.py and run it.
25 | 2026-03-25 | User asked to extract and convert the entire Excel workbook to a Python file | Built comprehensive Python module (1,340 lines) replicating all 6 model sheets as Python dataclasses | Created tokenomics_dc_model.py with 6 main classes: Config (rack presets, model params, pricing tiers), WorkloadParams (prefill/decode/GQA/NVLink/inter-rack calculations), TimelineParams (baseline & optimized pipeline), DCCostModel (CapEx/OpEx for VR & GB200), RevenueModel (throughput & revenue), OpenAISimulation (P&L projections 2024-2030). All formulas faithfully converted. Validated: num_racks=5263✅, d_model=29952✅, E2E=7.688s✅, tok/s=66597✅, CapEx=$43,234M✅, OpEx=$9,298M✅, Revenue=$230,961M✅ (99.996% match). MoE FFN ratio correctly applied to FLOPs. File exported as downloadable .py. | Python file exported and validated. All key outputs match Excel within 0.01%. User can import TokenomicsModel, modify inputs, call recalculate(), and print_summary().
26 | 2026-03-25 | User asked where the Python file is (couldn't find the download) | Re-exported tokenomics_dc_model.py via code execution OUTPUT_DIR | File is 1,340 lines / 59 KB. Re-triggered the export to ensure download link appears. | File re-exported. Advised user to check for download link or offered to paste code directly.
27 | 2026-03-25 | User couldn't find the download link for the Python file | Re-printed full file content (1,340 lines) in code execution output for copy-paste | Excel add-in can't produce downloadable files. Full Python source was printed via bash cat command for the user to copy from the tool output. | Full code visible in tool output. Offered to write into a sheet as alternative.
28 | 2026-03-25 | User asked for both download and sheet copy of Python file | Created Python_Code sheet with instructions; full 1340-line source printed in chat via bash cat command | Excel add-in cannot produce file downloads or write 59KB of text into cells efficiently. Full source code was printed in a bash_code_execution output (cat /tmp/tokenomics_dc_model.py). Python_Code sheet contains a summary and instructions for copying from chat. | User should copy the full Python source from the bash output in the chat above (the large code block with 1340 lines). Python_Code sheet has a pointer to that output.
29 | 2026-03-25 | Audit all math/formulas for correctness and real-world consistency | Full workbook audit: verified GPU specs, formula logic, DC cost assumptions, revenue model against official NVIDIA specs and industry data | Cross-referenced Config specs vs NVIDIA official data (nvidia.com, developer.nvidia.com). Found critical issues: (1) GB200 FP4/FP8 PFLOPS use 'sparse' marketing numbers where model uses 'dense' (correct for inference); (2) ConnectX-8 is correct for GB200 (800Gb/s), ConnectX-9 for VR NVL72 (1.6 Tb/s) — Config!B71 says ConnectX-8 but VR should use ConnectX-9; (3) VR NVL72 FP8 rack value 1260 PFLOPS vs official ~1152 PFLOPS; (4) Revenue model pricing at $5/$25 per M tokens is aggressive for 2T MoE model | Audit report with 5 critical, 4 warning, 3 info findings delivered in chat. Key corrections identified for GPU specs and NIC generation mismatch.
30 | 2026-03-25 | Apply audit corrections (ConnectX-9 fix + FP8 PFLOPS fix) | Applied 2 corrections: (1) ConnectX-8→ConnectX-9 SuperNIC, 800→1600 Gb/s per GPU; (2) VR FP8 1260→1152 PFLOPS (16 PFLOPS/GPU × 72) | Fix #1 cascaded: NIC BW 0.1→0.2 TB/s/GPU, rack BW 7.2→14.4 TB/s, effective BW 0.05→0.1 TB/s. KV cache transfer time halved (3.58s→1.79s). Fix #2 cascaded: compute time +9%, E2E 7.688→7.829s (+1.8%), Revenue $230,969M→$226,802M (-1.8%). Updated description notes in C21, C71, C72. | Both fixes verified via formula cascade check across Config→WP_Param→TL_Param→Revenue_Model. All formulas recalculated correctly. No #VALUE! or #REF! errors.
31 | 2026-07-15 | 全簿複核 (逐頁資料、跨頁連結、參數連動性) 並直接產出修正版工作簿。 | 獨立複核: 1,805 公式重算零錯誤; 8 項敏感度實測。修正 4 項重大缺陷: (M1) KV 傳輸改用 GQA 壓縮尺寸 (Config B87, WP B227); (M2) 壓力測試營收基底 B38→B39 (TL D67:H67); (M3) 2027-2030 API I/O 拆分改引 I:O 比列 (B433/C433, B503/C503, B574/C574, B645/C645); (M4) DC_Cost_Model VR 專區釘選 Config F 欄。另: WP B149/B206 硬編 256→$B$145; TL C39/D39 補 I18; 約 15 處過期註記更新; Audit_Report 增補複核修正表。 | 修正後: disaggregated 損失 32.2%→1.98% (KV 35.0GB→1.52GB); Scenario E 79.4%→17.2%; 營收衝擊基底翻倍; 2030 API in/out 由顛倒修正為 45.11T/22.56T (=分層加總); GB200 下拉時 VR 成本區維持 $43,234M 不動; opt tok/s 21,661→21,301 (all-reduce 296)。未結 (需決策): 現金消耗折舊加回、Section 5 使用率雙折、10C-12C 費率區重整、Realized%>100% 容量張力、機櫃比例縮放結構限制。 | 修正版另存為 20260715_Tokenomics_inter-rack_energy_v2.xlsx; 重算零錯誤, 全部修正經數值驗證。
32 | 2026-09-22 | 依 FT (2026-09-18) 報導之 OAI 七月簡報核對 7 月模型, 並執行六項更新。 | 新增 FT_Sep2026 工作表 (版本表/營收路徑/現金橋 v3/資金跑道/容量張力); OpenAI_Sim: row 8/85 更新至 Feb-26 版; row 46 改連 FT 路徑; B17-B21, B113 改 $122B/$852B; B22 改 $856B; row 86 2026-30 改連現金橋; B129/B133/B153/A174 去除 $280B 硬編; 新增 row 88/119/675/676。 | 營收 2026-30: $36→$350B, Σ$840B (2027-28 為擬合 Derived, 2029 殘差閉合)。現金橋 v3 採現金基礎: 不扣折舊 (修正雙計) 並納入完整 $856B 算力 (自建=原 CapEx 路徑, 租用=差額)。槓桿: R&D 算力佔比 60% [Assumed]、夥伴融資 0% [Assumed]。容量輸入未上調, 改為旗標 + 所需 GW。 | 見 Audit_Report 第 84 列起之 v3 變更與檢核值。
33 | 2026-09-22 | 以主流前沿模型 (Sep 2026) 更新 Config / TL_Param / WP_Param。 | Config: 新增前沿模型預設表 J26:Q55 (DeepSeek V4-Pro、Kimi K3、DeepSeek V4-Flash、閉源前沿代理[Assumed]、舊 1T Dense), B29 選單; B31–B48/B55/B87 改由預設驅動; 定價層級改為 Sep-2026 六層並以 F41 選單選擇; 輸入/輸出 16K/1K; MFU 0.35; 推測解碼 N=5; F71/F72 改 CX-9; 修正 B32:B36 資料驗證範圍。WP: 注意力 FLOPs/參數泛化 (heads×head_dim、稀疏/壓縮注意力跨度)、KV 改架構實際 (MLA/CSA/HCA/GQA) 並計 KV bytes、批次解碼權重讀取改 MoE 命中機率、B46 TP 連結錯誤修正、B143 啟動值位元組。TL: F20 解碼運算乘上批次與推測驗證、除以 MFU。 | 預設 V4-Pro + Frontier (closed) 定價: VR 機櫃 105K output tok/s, 1GW 年營收 $1.28T (v3: 34.9K tok/s, $80.8B)。主因: 49B active vs 1T dense、FP4、壓縮 KV、定價 $5/$25。Legacy 預設在新工作負載下為 7.5K tok/s。 | 重算後公式零新錯誤。Revenue_Model 未納入 prompt caching 折價 — 營收為上限值。詳 Audit_Report 第 97 列起。

## Audit_Report
Workbook Formula, Linkage & Dynamic-Response Audit
Audit date | 2026-07-15
Workbook | 20260715_Tokenomics_inter-rack_energy.xlsx
Scope | All 7 original worksheets; formulas, cross-sheet links, recalculation errors, and parameter sensitivity.
Executive conclusion | 2026-07-15 複核版: 全簿 1,805 個公式重算零錯誤; 8 項參數敏感度實測全數連動。本次複核另發現並修正 4 項重大語意缺陷 (GQA KV 傳輸、營收衝擊基底、2027-2030 I/O 拆分、DC VR 專區下拉依賴) 及 2 項動態性缺陷 (all-reduce 數硬編 256、Overhead% 漏項)。詳見第 58 列起之複核修正表與未結事項。
Worksheet | Role | Formula cells | Cross-sheet formulas | Recalc status | Dynamic status | Risk | Key conclusion
Claude Log | Change log | 0 | 0 | Pass | N/A | Low | Narrative log only; no calculation role.
Config | Inputs & presets | 56 | 0 | Pass | Pass after fix | Medium | Rack/model/network controls feed downstream sheets. MoE active-parameter formula corrected.
TL_Param | Pipeline latency | 193 | 82 | Pass after fix | Pass after fix | High | Three optimized duration formulas now respect changing bottlenecks; stress-test base no longer double-counts current network overhead.
WP_Param | Workload mechanics | 211 | 67 | Pass after fix | Pass after fix | High | Network comparison no longer double-counts integrated routing/streaming terms.
DC_Cost_Model | CapEx/OpEx | 236 | 14 | Pass | Pass | Medium | Derived totals are formula-driven; unit-cost and operating assumptions are intentionally hardcoded inputs.
Revenue_Model | Throughput/revenue | 60 | 20 | Pass | Pass | Medium | VR and GB200 sections link to independent latency/rack outputs; utilization and uptime are explicit assumptions.
OpenAI_Sim | Financial scenarios | 1049 | 39 | Pass after fix | Partial by design | High | 2030 valuation multiple error corrected. Forecast assumptions and segment scenarios intentionally contain many hardcoded controls.
Corrections applied
Sheet | Cell | Previous formula/value | Corrected formula/value | Reason
TL_Param | D18 | '=F18+H18+I18 | '=MAX(F18,G18)+H18+I18 | Optimized prefill duration omitted HBM time when HBM becomes slower than compute.
TL_Param | D19 | '=G19 | '=MAX(F19,G19) | Optimized first-token duration was hard-linked to HBM only and ignored a possible compute bottleneck.
TL_Param | D20 | '=G20+H20+I20 | '=MAX(F20,G20)+H20+I20 | Optimized decode-all duration omitted compute time when compute becomes slower than HBM.
OpenAI_Sim | B21 | '=840/F5 | '=840/H5 | 2030 valuation multiple referenced blank F5 instead of 2030 target in H5, causing #DIV/0!.
Config | B36 | '=IF(B32="Dense",B31,B31*B35) | '=IF(B32="Dense",B31,B39*(B43+B44*B35)) | MoE active parameters must retain shared attention parameters and scale only expert FFN parameters.
Config | C36 | Dense=total, MoE=total×ratio | Dense=total; MoE=n_layers×(attention + FFN×active/total) | Clarified corrected MoE active-parameter definition.
TL_Param | C62 | '=C38 | '=C38-SUM(I17,I18,I20) | Intra-rack base must exclude inter-rack overhead already integrated into C38 before scenario overhead is added.
WP_Param | B240 | '=TL_Param!E21 | '=TL_Param!E21-SUM(TL_Param!I17,TL_Param!I18,TL_Param!I20) | Base latency should exclude integrated network terms.
WP_Param | C240 | From TL_Param (now includes inter-rack in steps 2,5) | TL optimized E2E less integrated inter-rack terms | Updated description to match formula.
WP_Param | A241 | Load Balancer + Return Overhead (s) | Load Balancer Routing Overhead (s) | Clarified that only one-way routing is added here.
WP_Param | B241 | '=B233+B234 | '=B233 | Use the same one-way routing term integrated in TL_Param.
WP_Param | A242 | Token Streaming Overhead (all output tokens, s) | Integrated Multi-Rack TP + Streaming Overhead (s) | Clarified optimized network components.
WP_Param | B242 | '=B235*B23 | '=B294+B296 | Use optimized prefill/decode TP and streaming overhead exactly once.
WP_Param | C242 | Per-token streaming overhead × output tokens | Optimized TP and streaming terms used by TL_Param | Updated description.
WP_Param | B246 | '=TL_Param!D18+TL_Param!D16 | '=TL_Param!D16+TL_Param!D18-TL_Param!I18 | Remove integrated prefill inter-rack term before adding disaggregated KV transfer.
WP_Param | B248 | '=TL_Param!D19+TL_Param!D20+TL_Param!D21 | '=TL_Param!D19+TL_Param!D20-TL_Param!I20+TL_Param!D21 | Remove integrated decode inter-rack term before adding scenario-specific streaming.
WP_Param | B249 | '=B242 | '=B235*B23*(1-B217) | Apply configured inference communication overlap to token streaming.
Config | C24 | Auto-filled from dropdown; edit preset in F26/G26 | Auto-filled from dropdown; edit preset in F27/G27 | Corrected stale preset row reference.
Config | H20 | Same as inference for dense (sparsity only boosts inference marketing) | 35 PFLOPS/GPU Rubin = 2520; 9 PFLOPS/GPU B200 = 648 (dense training) | Corrected note that contradicted the inference/training values.
WP_Param | C16 | 50/GPU | 16 PFLOPS/GPU | Corrected stale note after FP8 rack performance audit.
Dynamic-response tests
Control changed | Baseline | Test value | Observed downstream response | Result
Config!B27 Input Tokens | 4000 | 8000 | TL E2E 1.819s→3.621s; throughput and revenue changed. |  |  |  | Pass
Config!B31 Parameters | 1000000000000 | 2000000000000 | TL E2E 1.819s→3.230s; memory, throughput, pricing/revenue changed. |  |  |  | Pass
Config!B32 Type | Dense | MoE | Dense→MoE: active params 1.0T→0.415T; E2E 1.819s→1.299s. |  |  |  | Pass
Config!B46 MFU | 0.5 | 0.8 | MFU 0.5→0.8: E2E 1.819s→1.476s; revenue changed. |  |  |  | Pass
Config!B56 Batch Size | 64 | 32 | Batch 64→32: memory headroom, throughput and revenue changed. |  |  |  | Pass
Config!B76 Switch latency | 0.1 | 5 | 0.1→5 μs: E2E 1.819s→1.825s; throughput/revenue changed. |  |  |  | Pass
Config!B7 Rack Type | Vera Rubin NVL72 | GB200 NVL72 | Downstream selected-rack cost/workload changed, but VR independent output moved ~2.2%. |  |  |  | Partial
Hardcoded-cell assessment
Acceptable controls | Config presets and blue input cells; DC unit costs; Revenue utilization/uptime; TL stress-scenario assumptions; OpenAI forecast assumptions. These are scenario drivers and should remain hardcoded/editable.
Derived outputs | Core latency, throughput, rack count, CapEx/OpEx totals, revenue, and P&L subtotal/output rows are formula-driven after corrections.
Caution | OpenAI_Sim is a scenario model, not a fully endogenous forecast. Customer counts, prices, fleet shares, growth, margins, and token-use assumptions are intentionally hardcoded and must be reviewed as an assumption block.
Structural limitation | VR-vs-GB200 rack-independent comparison rescales the currently selected rack calculation. Rack dropdown testing moved the nominal VR output by ~2.2%, so it is not fully rack-independent. For investment use, build separate full WP/TL calculation blocks for each rack instead of ratio scaling.
2026-07-15 複核修正 (Re-audit, corrections applied)
Sheet | Cell | Previous formula/value | Corrected formula/value | Reason
Config | B87 | '=2*B38*B39*B48*(B27+B28) | '=2*B41*B55*B39*B48*(B27+B28) | M1: KV cache 傳輸原用全 MHA (2×d_model), 與 decode 路徑之 GQA (B55=8 KV heads) 不一致; 高估 23.1×。修正後 KV=1.52GB/request。
WP_Param | B227 | '=2*B29*B30*Config!B48*(B22+B23) | '=2*B32*B159*B30*Config!B48*(B22+B23) | M1 同步: 分離式 P→D 傳輸的是 GQA 壓縮後 KV。Disaggregated 吞吐損失 32.2%→1.98%; Scenario E 79.4%→17.2%。
TL_Param | D67:H67 | '=X65*Revenue_Model!B38 | '=X65*Revenue_Model!B39 | M2: 吞吐損失等比例壓縮 input+output 營收, 基底應為總營收 B39 而非僅 output 營收 B38 (原低估 2×)。
OpenAI_Sim | B433/C433 | ...C369... (input 單價) | ...C371... (I:O 比) | M3: 2027E API I/O 拆分誤用單價列。修正後 input 8.48T/output 2.42T, 與分層加總 E428/F428 一致。
OpenAI_Sim | B503/C503 | ...C442... | ...C444... | M3 同步 (2028E)。
OpenAI_Sim | B574/C574 | ...C512... | ...C514... | M3 同步 (2029E)。
OpenAI_Sim | B645/C645 | ...C583... | ...C585... | M3 同步 (2030E): 原 in/out 恰完全顛倒; 修正後 in 45.11T/out 22.56T = 分層加總 E639/F639。
DC_Cost_Model | B5,B6,B8,B9,B10,B18,A18 | '=Config!B5/B6/B7/B8/B14/B24 (跟隨下拉) | '=Config!F5/F6/F7/F8/F14/F27 (釘選 vr 預設) | M4: VR Facility 專區原跟隨下拉選單, 選 GB200 時整區變 GB200 成本卻掛 VR 標題, 汙染 OpenAI_Sim B38/B57。實測修正後切換下拉 D54/D88 不動。
WP_Param | B149 | '=2*Config!$B$64*256*Config!$B$60/1000000 | '=2*Config!$B$64*$B$145*Config!$B$60/1000000 | 動態性: all-reduce 數 256 為舊 128 層模型遺留, 改引 B145 (=2×n_layers, 現 296) 隨模型深度縮放。
WP_Param | B206 | '=1*Config!$B$64*256*Config!$B$60/1000000 | '=1*Config!$B$64*$B$145*Config!$B$60/1000000 | 同上 (optimized 路徑)。
TL_Param | C39/D39 | '=(I17+I20)/X38 | '=(I17+I18+I20)/X38 | Overhead% 漏加 prefill inter-rack 項 I18 (多機櫃 TP 時會低估)。
(多處) | 註記更新 | 過期註記 | 已更新 | 含: Config C28 (B28 為公式非輸入), Revenue E11/E59 (TL 座標), DC E5-E18 (釘選說明+單價), OpenAI I34/I103/I144 (GB200≈0.39x), I288 (2025 推導值 48%), I127/I130 (使用率已內含警語), Sec.10/12 標題營收數字, WP C16/C18 (PFLOPS 註記歸位)。
修正後關鍵值變化
|  | Optimized tok/s per rack | 21,661 → 21,301 (-1.7%) | NVLink latency 項由 256→296 all-reduces。
|  | VR 年營收 ($M) | 50,082 → 49,248 | 同上連動。
|  | Disaggregated 吞吐損失 | 32.2% → 1.98% | M1。分離式推論在 IB XDR + GQA 下代價輕微 — 先前結論反轉。
|  | Scenario E (全惡化) 損失 | 79.4% → 17.2% ($8.48B/yr) | M1+M2 綜合。
未結事項 (需建模決策, 未修改)
OpenAI_Sim | row 86 |  |  | 現金消耗 = OpInc-CapEx+SBC 未加回 COGS 內含折舊 (~75%), 基建成本雙重計入; 語意取決於自建 vs 租賃假設。
OpenAI_Sim | B130 |  |  | 使用率重複折減 (B127 已含 70%, 再除 0.6); 已加警語註記, 公式保留待決。
OpenAI_Sim | 10C-12C |  |  | 分層費率欄與 I 欄註記錯位且被 Assumed Blended Rate 繞過; 三年度架構不一致, 屬情境區塊重整範疇。
OpenAI_Sim | row 668-669 |  |  | Realized% 2029=118%/2030=139% >100%: token 投射超出艦隊理論容量, 為實質可行性張力, 建議正式標記於研究結論。
TL/Revenue | 結構性 |  |  | 機櫃比例縮放比較 (C30:D39) 非完全獨立 (下拉切換漂移約 ±5.7%); 投資級使用應為兩機櫃各建完整計算塊。
2026-09-22 v3 更新 (FT Sep-2026)
Sheet | Cell | Previous | New | Reason
OpenAI_Sim | D8/E8/H8, G8 | -17 / — / — ; +2 | -25 / -57 / +39 ; 清空 | 揭露列原為 Sep-2025 版, 更新至 Feb-2026 版; 2028-29 未分年揭露
OpenAI_Sim | D46:H46 | 1.5/0.85/0.85/0.6/0.6 (硬編) | '=FT_Sep2026!B25:F25 | 營收路徑改依七月簡報 ($36B→$350B, Σ$840B)
OpenAI_Sim | D86:H86 | '=OpInc−CapEx+SBC | '=FT_Sep2026!B46:F46 | 修正折舊雙計並納入完整算力 (項目 4+5 同步)
OpenAI_Sim | B17/B19/B113, B20/B21 | $110B/$840B/840, =840/… | $122B/$852B/852, =B113/… | 3 月實際交割; 移除硬編 840
OpenAI_Sim | B129/B133/B153 | 硬編 280 | '=B128 / =H5 | 2030 目標隨版本連動
OpenAI_Sim | row 675-676, CF C669:H669 | — | 旗標 + 所需 GW | 項目 6: 容量張力明確標示 (未上調 H11/H95)
FT_Sep2026 | 全表 | — | 新增 | 版本表、v3 營收路徑、現金橋、敏感度、資金跑道、容量張力
未結 | OpenAI_Sim row 60-83 |  |  | P&L 之 COGS 仍以 DC 模型推算, 未反映 $856B 算力口徑; 營業利益僅供參考, 現金以 FT_Sep2026 為準
未結 | OpenAI_Sim 8C-12C |  |  | 營收上調使 API 目標營收上升, 分層客戶數/token 量依原校準機制放大; Realized% 見旗標
2026-09-22 v4 更新 (前沿模型)
Sheet | Cell | Previous | New | Reason
Config | J26:Q55, B29 | — | 前沿 MoE 預設表 + 選單 | 以公開 config.json/模型卡建模; 專家大小與非專家參數由公開總/活躍參數反推, 精確閉合
Config | B31–B43 | 自動縮放 (aspect 160) | 預設驅動; Dense 仍可自動 | MoE 總參數不應決定寬度/層數 (v3 對 1T MoE 推出 148 層×23,680, 與實際 61×7,168 不符)
Config | B55, B87 | GQA 8 heads; KV 以權重位元組計 | KV 元素/token/層 (K45) × KV bytes (K46) | MLA/CSA/HCA 壓縮 KV; 權重位元組 (FP4) 不應套用於 KV
Config | E29:H43 | 依參數門檻自動選層 (Mar-2026) | 六層 Sep-2026 定價, F41 選單 | MoE 總參數選價失真 (1.6T 會落入 Premium)
Config | B27/B28, B46, B57 | 4000/=B27/4, 0.5, 8 | 16000/1000, 0.35, 5 | 代理式工作負載 (OpenRouter); MFU 稽核建議; DSpark block 5
Config | DV B32:B36 | Dense/MoE 清單套用至數值格 | 僅 B32 | 資料驗證範圍錯誤
WP_Param | B46 | '=Config!B51 | '=Config!B52 | 原連到標題格 "Data"
WP_Param | B50–B53, B104–B107 | 4d² / 2·in²·d | attn params 與 heads×head_dim×有效跨度 | 泛化至 MLA/稀疏注意力; Dense 預設結果不變
WP_Param | B39/B40/B75/B127/B128/B162/B227 | 全 MHA KV, 無 bytes | 架構 KV × KV bytes | 記憶體與頻寬以實際壓縮 KV 計
WP_Param | B158, B168 | 全模型權重 | 單請求=活躍; 批次=非專家+共享+路由×命中機率 | MoE 批次解碼權重讀取
TL_Param | F20 | '=WP_Param!B122 | '=B122×batch×(N+1)/E[accepted]/MFU | v3 解碼運算未乘批次
未結 | TL/WP NVLink |  |  | 仍以 TP all-reduce 建模; MoE 實務為 EP all-to-all, 預填 NVLink 可能高估
未結 | Revenue_Model |  |  | 未含 prompt caching 折價與使用率需求上限; 前沿 MoE 下營收為理論上限
未結 | OpenAI_Sim Realized% |  |  | 隨架構預設大幅變動 (V4-Pro 10.6% vs Legacy 149%); FT_Sep2026 容量旗標依賴此假設